## Catalogue 3.3
IST Catalogue Issue 3.4 JUNE 2022
CONTROL PANELS
Elan
HS-5100, 1 Loop Control Panels (Apollo/Hochiki)
Description | Part No | Price
Single loop, small enclosure | HS-5101 | 1236.62
Single loop, medium enclosure | HS-5101M | 1430.15
HS-5200, 1 - 2 Loop Control Panels (Apollo/Hochiki)
Description | Part No | Price
One loop, medium enclosure | HS-5201 | 1672.48
HS-5400, 1 - 4 Loop Control Panels (Apollo/Hochiki)
Description | Part No | Price
One loop, large enclosure | HS-5401 | 2382.01
HS-5800, 2 - 8 Loop Control Panels (Apollo/Hochiki)
Description | Part No | Price
Two loop, extended enclosure | HS-5802 | 5440.4
Two loop, fault tolerent network, extended enclosure | HS-5802-FT | 6235.74
Elan Remote Terminals
Description | Part No | Price
Remote Display terminal with std network interface (RDT) | HS-5010 | 824.42
Remote Control terminal with std network interface (RCT) | HS-5020 | 1013.62
Remote Display terminal with fault tolerant network interface (RDT) | HS-5010-FT | 1554.23
Remote Control terminal with fault tolerant network interface (RCT) | HS-5020-FT | 1756.95
Elan TouchControl Remote Terminals
Description | Part No | Price
Touch screen terminal, std network | TOUCH-10 | 3015.76
Touch screen terminal, fault tolerant | TOUCH-10-FT | 3803.58
Surface back box | TOUCH-10-SBB | 105.28
Elan Network Cards
Description | Part No | Price
Standard network card | HSP-503 | 297.32
Fault tolerant network card | HSP-509 | 844.69
Elan Additional LED Indications (suitable for large enclosures only)
Description | Part No | Price
50 Zone FIRE (RED) - Large enc | HSP-513L-050RD | 303.08
100 Zone FIRE (RED) - Large enc | HSP-513L-100RD | 425.19
200 Zone - Large enc (RED/YEL) | HSP-513L-200RY | 579.79
Elan Peripherals
Description | Part No | Price
Loop driver card - Apollo, Hochiki | HSP-502 | 253.41
Access enable key switch assembly | HSP-511 | 93.97
On-board printer assembly | HSP-512 | 569.95
Peripheral Bus - 4 way sounder card | MXP-034 | 452.33
Peripheral Bus - 4 way relay card | MXP-035 | 403.43
P-BUS 8-Way conventional zone card | HSP-536 | 629.48
Recessing Bezels
Description | Part No | Price
Recessing bezel for small enclosure control panels | HSM-501 | 82.08
Recessing bezel for medium enclosure control panels | HSM-502 | 86.05
Recessing bezel for large enclosure control panels | HSM-503 | 91.83
Recessing bezel for remote terminals | HSM-521 | 73.14
Recessing bezel for extended enclosure (8 loop control panels) | HSM-536 | 171.31
PC-NET Software
Description | Part No | Price
Configuration software & lead | PC-NET-003 | 177.25
Configuration software & USB upload/download lead | PC-NET-003-USB | 253.53
Remote dial-up software (virtual panel) | PC-NET-004 | 885.09
Logo programming software | PC-NET-007 | 172.26
Servicing Tool | PC-NET-015 | 175.34
AlarmCalm Button
Description | Part No | Price
AlarmCalm intelligent alarm acknowledgement button | HSP-541A-002 | 125.14
Elan Key Switch Control
Description | Part No | Price
2 position key switch (trapped) | HSP-516 | 93.97
2 position key switch (untrapped) | HSP-517 | 93.97
3 position key switch (trapped) | HSP-515 | 83.93
Elan ipGateway
Description | Part No | Price
ipGateway interface (card only) | MXP-554 | 923.33
ipGateway interface (card only) fault tolerant | MXP-554-FT | 1803.86
ipGateway interface (boxed) | MXP-554-BX | 1137.27
Elan Graphical Interface
Description | Part No | Price
BMS/Graphics interface (card only) | MXP-510 | 712.79
BMS/Graphics interface (card only) fault tolerant | MXP-510-FT | 1574.17
BMS/Graphics interface (boxed) | MXP-510-BX | 907.55
BMS/Graphics interface (boxed) fault tolerant | MXP-510-BX-FT | 1768.98
Lifeline Radio Paging System
Description | Part No | Price
LifeLine 2W control panel | PX-100 | 4479.27
LifeLine vibrating pager unit | LL-PG | 344.25
LifeLine vibrating pager unit with Out of Range enabled | LL-PG-01 | 344.25
LifeLine engineering pager | LL-PG-02 | 344.25
SleepCOM bedside unit & vibrating pillow pad | LL-SC | 971.91
ESPA pager interface for Elan | MXP-547 | 1240.85
ESPA pager interface for Elan, boxed | MXP-547-BX | 1419.4
Recessing bezel for PX-100 | PXM-001 | 116.41
Mx-Pro 4 Analogue Control Panels
MxPro 4 Range (Apollo/Hochiki)
Description | Part No | Price
Single loop, non extendable | MX-4100 | 1617.92
Single loop, extendable to two loops | MX-4201 | 2081.51
Two loop, non extendable | MX-4202 | 2373.56
One loop, extendable to four loops | MX-4401 | 2922.91
Four loop non extenable | MX-4404 | 3796.75
Mx-Pro 4 Remote Terminals
Description | Part No | Price
Remote Display terminal with std network interface | MX-4010 | 980.49
Remote Control terminal with std network interface | MX-4020 | 1228.49
Remote Display terminal with fault tolerant network interface | MX-4010-FT | 1912.29
Remote Control terminal with fault tolerant network interface | MX-4020-FT | 2160.31
Mx-Pro 4 Peripherals
Description | Part No | Price
Standard network card | MXP-003F | 369.38
Fault tolerant network card | MXP-009F | 922.31
Loop driver card (Apollo/Hochiki) | MXP-002 | 263.01
Access enable key switch assembly | MXP-011 | 99.97
Access enable key switch assembly factory fitted to panel | MXP-011F | 144.52
100 way zone LED card factory fitted to panel | MXP-013-100F | 568.49
Configuration software & lead | PC-NET-003 | 177.25
Configuration software & USB upload/download lead | PC-NET-003-USB | 253.53
GO Single Loop Analaogue Addressable Control Panels
Description | Part No | Price
Single loop, 50 addresses | GO1 | 925.76
Single loop, 126 addresses | GO1+ | 1110.92
GO1 PBUS adaptor card | GOP-001 | 148.12
Routing termination card | MXP-506 | 148.86
Routing protection / interface | MXP-532 | 376.42
Comelit Analogue Addressable Control Panels & Accessories
LogiFire Easy 1 - 2 Loop Control Panel
Description | Part No | Price
LogiFire panel 1-2 loops (1 loop included) | 41CPE112 | 977.28
1 loop expansion card for LogiFire Easy 41CPE112 | 41ECL022 | 224
LogiFire 1 - 4 Loop Control Panel
Description | Part No | Price
LogiFire panel 1-4 loops (1 loop card included) | 41CPE118 | 2017.22
1 loop expansion card for LogiFire 41CPE118 | 41ECL120 | 340.64
Expander box 1- 4 loop for 41CPE118 with PSU (1 loop included) | 41CPE104 | 1090.61
Repeater Panel
Description | Part No | Price
Repeater panel for LogiFire | 41CPR100 | 767.88
Desk mount kit for 41CPR100 | 41KPR101 | 179.33
Flush mounting kit for 41CPR100 | 41KPR102 | 133.97
RS485 network card for 41CPE112 and 41CPE118 LogiFire panels | 41ECB000 | 205.03
Addressable Devices
Description | Part No | Price
Addressable optical smoke detector with isolator | 41RFU100 | 49.51
Addressable heat detector with isolator | 41RCS100 | 46.29
Addressable multisensor detector with isolator | 41RML100 | 57.69
Standard addressable base | 41RBX020 | 4.53
Addressable manual call point with isolator | 41PAM000 | 49
Loop powered sounder base | 41SAB100 | 62.46
Loop powered wall sounder | 41SAI000 | 56.74
Loop powered sounder/beacon vad en54-23 | 41SCI000 | 82.54
Loop powered sounder base/strobe | 41SCB100 | 68.92
Remote indicator | 48FPT100 | 9.97
Module 2 inputs + 2 relays with isolator (big box) | 41IOM022XL | 92.3
Programming Device
Description | Part No | Price
Programming device for addressable devices | 41SPG000EN | 292.34
Beam Detectors
Description | Part No | Price
Conventional beam detector 50-100m with reflector | 48BFC003 | 848.95
Conventional beam detector 5-50m with reflector | 48BFC002 | 673.1
Kentec Syncro AS Analogue Control Panels
Syncro-As Lite Single Loop Control Panels
Description | Part No | Price
Syncro AS Lite - Apollo | LA81161M2 | 801.04
Syncro AS Lite c/w enable key - Apollo | LA80161M2 | 901.18
Syncro AS Lite - Hochiki | LH81161M2 | 801.04
Syncro AS Lite c/w enable key - Hochiki | LH80161M2 | 901.15
Syncro-As Single Loop Control Panels - Expandable to 2 Loops
Description | Part No | Price
Syncro AS 1 loop - Apollo | A81161M2 | 1009.63
Syncro AS 1 loop c/w enable key - Apollo | A80161M2 | 1076.42
Syncro AS 1 loop - Hochiki | H81161M2 | 1009.63
Syncro AS 1 loop c/w enable key - Hochiki | H80161M2 | 1076.42
Syncro-As Accessories
Description | Part No | Price
Syncro View LCD repeater (no PSU) | K67000M1 | 667.54
Syncro View LCD repeater with enable key (no PSU) | K67001M1 | 709.95
Syncro AS loop card - Apollo | K586A | 542.4
Syncro AS loop card - Hochiki | K586H | 542.4
Syncro AS fault tolerant network card | K555 | 458.95
Software download lead for Syncro panels | S187 | 141.03
C-TEC XFP Analogue Control Panels
XFP Control Panels
Description | Part No | Price
XFP single loop, 16 zone, XP95/Discovery protocol | XFP501E-X | 605.67
XFP single loop, 16 zone, Hochiki ESP protocol | XFP501E-H | 605.67
XFP one loop, 32 zone, XP95/Discovery protocol | XFP501-X | 821.99
XFP two loop, 32 zone, XP95/Discovery protocol | XFP502-X | 1033.4
XFP two loop, 32 zone, Hochiki ESP protocol | XFP502-H | 1033.4
XFP network communication card for 16 zone control panels | CFP761 | 98.41
XFP network communication card for 32 zone control panels | AFP711 | 148.7
XFP configuration software kit (all protocols), includes download lead | XFP507 | 153.97
XFP programming lead only, 2m | SAF7070000 | 28.53
C-TEC BS 5839-6 Hush Buttons
Description | Part No | Price
Hush Button, Apollo XP95/Discovery | XFP508X | 106.44
Hush Button, Hochiki ESP | XFP508H | 106.44
C-TEC Hush-Active BS5839-6 Stand Alone Kit
Description | Part No | Price
Hush-Active BS5839-6 kit 1 | HAK-1 | 401.96
Hush-Active BS5839-6 kit 2 | HAK-2 | 397.96
C-TEC Evac Alert - BS 8629 Evacuation Alert System
Description | Part No | Price
EAP 1 loop, 8 zone EVAC-ALERT panel - chassis only | EAP1-8CA-CHASSIS | 5218.06
EAP 2 loop, 8 zone EVAC-ALERT panel - chassis only | EAP2-8CA-CHASSIS | 5469.72
EACIE outer cabinet-includes lock & mounting bracket | EAPBOX | 5136.01
EACIE 8 zone switch / indicator pcb | EAP8SWITCH | 910.79
EACIE status pcb | EAPSTATUS | 110.27
EACIE EN54-3 24v wall sndr - shallow base, red | BF430C-EA-SR | 126.16
EACIE EN54-3 24v wall sndr - shallow base, white | BF430C-EA-SW | 126.16
EACIE EN54-3 24v wall sndr/vid - shallow base, red | BF433C-EA-SR | 222.07
EACIE EN54-3 24v wall sndr/vid - shallow base, white | BF433C-EA-SW | 222.07
EACIE 1 way flat interface - double gang | CA736 | 174.98
EACIE 4 way flat interface no psu extendable to 8 | CA737 | 503.33
EACIE 4 way flat interface c/w psu extendable to 8 | CA737PSU | 302
Haes Esento Conventional Control Panels
Eclipse Control Panels
Description | Part No | Price
2 zone (not suitable for repeaters) | ECL-2 | 247.04
4 zone (not suitable for repeaters) | ECL-4 | 276.11
Recessing bezel | FMK-ECL | 60.73
Excel Control Panels
Description | Part No | Price
2 zone | XLEN-2 | 331.75
4 zone | XLEN-4 | 381.83
6 zone | XLEN-6 | 444.42
8 zone | XLEN-8 | 494.5
12 zone | XLEN-12 | 619.69
Excel Accessories
Description | Part No | Price
4 way extension zone card with additional outputs & sndr ccts | TPCA04-H | 174.15
Recessing bezel for Excel-EN control panels | FMK-XLEN | 77.19
Comms card for repeater & network connections | TPCA05 | 142.72
8 way output card | OPCARD-8 | 169.01
Evoque Control Panels
Description | Part No | Price
16 zone | XL32-16 | 1020.3
24 zone | XL32-24 | 1333.27
32 zone | XL32-32 | 1646.25
Recessing bezel for Excel-32 control panels | FMK-XL32 | 93.65
Comms card for repeater & network connections | TPCA05 | 142.72
8 way output card | OPCARD-8 | 169.01
ESENTO Repeater Panels (Only for use with Excel or Evoque panels)
Description | Part No | Price
12 zone repeater panel | XLEN-R-12 | 287.94
Recessing bezel for 12 zone repeater panel | FMK-ECL | 60.73
LCD remote display unit | XL-RDU | 508.44
Recessing bezel for XL-RDU | FMK-ES-03 | 40.93
ESENTO Spares
Description | Part No | Price
Spare key for door lock (set of 2) | KEY801 | 10.9
Spare key for ‘Activate Controls’ key switch (set of 2) | KEY134 | 11.98
C-Tec CFP Conventional Control Panels
CFP Standard Control Panels
Description | Part No | Price
2 zone | CFP702-4 | 212.74
4 zone | CFP704-4 | 221.4
8 zone | CFP708-4 | 308.06
CFP Standard Control Panel Accessories
Description | Part No | Price
CFP 8 zone repeater panel | CFP760 | 272.24
CFP network comms card for CFP760 | CFP761 | 98.41
CFP relay output cards | CFP762 | 78.59
CFP Economy Control Panels
Description | Part No | Price
2 zone | CFP702E-4 | 188.21
4 zone | CFP704E-4 | 212.73
8 zone | CFP708E-4 | 257.92
Scope F-Link Radio Linking For Control Panels
F-Link Transceivers
Description | Part No | Price
Pair of F-Link transceivers c/w aerials | FLINK4KIT | 2574
Additional F-Link transceiver c/w aerial | FLINK4 | 1287
F-Link programming kit | FLINK4PROG | 73.92
Paging Expansion
Description | Part No | Price
Connexions 6 paging transmitter, mains | CX6FAC | 1131
Connexions 6 paging transmitter, 12vdc | CX6FDC | 1081.08
Geo Zoom 8/4 line text pager | GEO87ZM | 257.4
Optional Aerials
Description | Part No | Price
Lightweight dipole aerial, SMA connector | LDPSMA | 73.23
Folded dipole aerial kit, SMA connector | FDKIT10SMA | 307.32
Fike TwinFlex 2 Wire Control Panels & Devices
Twinflex Pro2 Control Panels & Repeater
Description | Part No | Price
2 zone (non expandable, not suitable for repeater panel) | FK505-0002 | 339.53
4 zone (expandable to 8 zones) | FK505-0004 | 421.3
8 zone (non expandable) | FK505-0008 | 580.16
Repeater panel (only suitable for 4 or 8 zone) | FK505-0010 | 298.05
Twinflex 4 zone expansion card | FK505-0006 | 210.01
Conventional 4 zone expansion card | FK505-0007 | 209.98
Twinflex Pro PC programming software | FK505-0040 | 64.51
Twinflex Multipoint ASD Detectors
Description | Part No | Price
Twinflex Multipoint ASD detector | FK204-0003 | 50.8
Twinflex Multipoint ASD detector with sounder | FK204-0001 | 60.95
Twinflex Multipoint ASD detector with sounder/strobe | FK204-0012 | 95.26
Twinflex Manual Call Points
Description | Part No | Price
Twinflex manual call point | FK402-0006 | 29.2
Twinflex weatherproof manual call point (IP65) | FK402-0007 | 50.92
Twinflex Sounders
Description | Part No | Price
Twinflex Hatari sounder, red | FK302-0001 | 28.93
Twinflex Hatari sounder, white | FK302-0002 | 28.93
Twinflex Soundpoint, red | FK313-0021 | 28.93
Twinflex Soundpoint, white | FK313-0022 | 28.93
Twinflex Hi Point | FK302-0004 | 57.44
Twinflex Sounder/Strobes & Module
Description | Part No | Price
Twinflex Flash Point, low profile | FK302-0012 | 48.19
Twinflex Flash Point, domed | FK302-0022 | 50.62
Twinflex Flash Point, weatherproof (beacon only) | FK302-0023 | 69.48
Twinflex input/output module | FK802-0006 | 97.02
Twinflex Accessories
Description | Part No | Price
Twinflex manual call point cover | FK25-0083-303 | 8.66
Twinflex call point keys (pack of 5) | FK45-0022-S | 4.19
ASD head removal tool | FK25-0046-201 | 15.72
Head removal key ring for ASD detectors | FK23-0244-510 | 8.65
Haes AlarmSense Control Panels
AlarmSense Control Panels
Description | Part No | Price
2 zone | ALS-2 | 247.04
4 zone | ALS-4 | 276.11
Recessing bezel | FMK-ECL | 60.73
AlarmSense PLUS Control Panels
Description | Part No | Price
4 zone | ASP-4 | 381.83
8 zone | ASP-8 | 494.5
12 zone | ASP-12 | 619.69
Recessing bezel | FMK-XLEN | 77.19
4 zone expansion card | TPCA07 | 130.48
AlarmSense PLUS 12 way repeater panel | ASP-R-12 | 287.94
C-Tec CFP AlarmSense Control Panels
CFP AlarmSense Control Panels
Description | Part No | Price
2 zone | CFP702-2 | 270.31
4 zone | CFP704-2 | 337.87
8 zone | CFP708-2 | 473.03
CFP AlarmSense Control Panel Accessories
Description | Part No | Price
CFP 8 zone repeater panel | CFP760 | 272.24
CFP network comms card for CFP760 | CFP761 | 98.41
CFP relay output cards | CFP762 | 78.59
Haes Esprit Extinguishant Release Control Panels
Haes Esprit-G Control Panels & Accessories
Description | Part No | Price
Single flood area, 3 detection zones control panel, 1.2A integal PSU | ESG-1001 | 551.32
Single flood area, 3 detection zones control panel, 3.4A integral PSU | ESG-1002 | 612.58
Dual flood area, 6 detection zones control panel, 3.4A integral PSU | ESG-1003 | 796.35
Graphic display remote status unit | ESG-2001 | 297.5
Compact remote status indicator | ESG-2002 | 69.55
Remote Hold Off button - metal enclosure | ESG-2006 | 91.89
Remote Abort button - metal enclosure | ESG-2007 | 114.04
C-Tec Extinguishant Release Control Panels
C-Tec Control Panels & Accessories
Description | Part No | Price
C-Tec automatic extinguishant control panel | EP203 | 773.32
Remote status indicator, surface, with manual release & Auto/Manual key | EP210S | 328.72
Economy remote status indicator | EP211 | 171.33
Hold/Abort button | EP215 | 113.78
Kentec Extinguishant Release Control Panels
Kentec Sigma XT Control Panel & Accessories
Description | Part No | Price
Sigma XT extinguishant control panel | K11031M2 | 834.41
Sigma Si - 6 LED status unit c/w manual release & mode select switch | K911110M8 | 233.64
Sigma Si - hold off button, green button | K91000M10 | 115.15
Sigma Si - abort button | K13470M10 | 115.15
Advanced Ex-Go Extinguishant Release Control Panels
Advanced Ex-Go Control Panel & Accessories
Description | Part No | Price
Ex-Go automatic extinguishant control panel | EX-3001 | 970.56
Remote status indicator | EX-3031 | 371.73
Hold off button | EXP-003-001 | 101.05
Abort button | EXP-004-001 | 101.05
Marine Approved Control Panels
Esento Marine Control Panels
Description | Part No | Price
2 zone | ESEN-2MAR | 370.61
4 zone | ESEN-4MAR | 454.84
8 zone | ESEN-8MAR | 791.76
12 zone | ESEN-12MAR | 993.9
12 zone repeater panel | ESEN-R-12MAR | 377.75
Automatic Opening Vent Control Panels
Multi Zone AOV Automatic Opening Vent Control Panels
Description | Part No | Price
Single zone non extendable, 3A PSU | MZAOV-1001A | 611
2 zone, extendable to 4, 3A PSU | MZAOV-1001 | 753.92
2 zone, extendable to 4, 5A PSU | MZAOV-1002 | 904.15
2 zone, extendable to 8, 10A PSU | MZAOV-1003 | 1431.34
2 zone extension card | MZAOV-3001 | 208.65
PIR, Rain Sensor & BMS add on card | MZAOV-3002 | 139.1
Single Zone AOV Automatic Opening Vent Control Panels
Description | Part No | Price
Single zone non extendable, 3A PSU | SZAOV-1001 | 390
POWER SUPPLIES
EN54 Approved Battery Charger/Power Supplies
Description | Part No | Price
1.5 amp, 24vdc, small cabinet, space for up to 7Ah batteries | PSAS-15EN54 | 234.39
3.0 amp, 24vdc, small cabinet, space for up to 7Ah batteries | PSAS-30EN54 | 338.76
3.0 amp, 24vdc, medium cabinet, space for up to 18Ah batteries | PSAM-30EN54 | 405.44
5.0 amp, 24vdc, medium cabinet, space for up to 18Ah batteries | PSAM-50EN54 | 529.35
5.0 amp, 24vdc, large cabinet, space for up to 38Ah batteries | PSAL-50EN54 | 574.39
10 Amp EN54 Approved Battery Charger/Power Supplies
Description | Part No | Price
10 amp, 24vdc, E cabinet, space for up to 18Ah batteries | STX2410-E | 560.19
10 amp, 24vdc, H cabinet, space for up to 38Ah batteries | STX2410-H | 607.37
TRX Transformer Rectifier Units
Description | Part No | Price
24vdc, 0.7 amp continuous rating. Max current 1.0 amp | TRX0.7A-24 | 73.51
24vdc, 1 amp continuous rating. Max current 1.5 amp | TRX1A-24 | 91.89
24vdc, 2.5 amp continuous rating. Max current 3.2 amp | TRX2.5A-24 | 107.2
Battery Cabinets
Description | Part No | Price
Small enclosure for up to 18Ah batteries | BC100 | 133.59
Large enclosure for up to 65Ah batteries | BC200-5 | 267.15
RELAYS & SWITCHES
Boxed Auxiliary Relays
Description | Part No | Price
Aux relay, red | BRF248A-R | 28.08
Aux isolate relay, red | BRISOL-R | 77.23
IP Rated Boxed Auxiliary Relays
Description | Part No | Price
5A, 24vdc, double pole boxed relay | REBOX24-5 | 34.33
8A, 24vdc, double pole boxed relay | REBOX24-10 | 36.75
Timer/Pulsing Auxiliary Relay
Description | Part No | Price
Timer/pulsing relay, boxed version | BRTIMER | 78.26
Timer/pulsing relay, PCB only | RECARD-TMR | 61.98
Relay Card
Description | Part No | Price
8A, 24vdc, double pole relay card | RECARD24-8F | 17.94
Lockdown Alarm Pulsing Relay
Description | Part No | Price
Lockdown alert relay | BRLDA | 101.71
Fire Alarm Mains Isolate Switch
Description | Part No | Price
Fire alarm isolator, red, c/w back box | FAIS-R-B | 30.25
Mains isolator in steel, single gang box | SW-MISOL | 37.26
Mains Filter
Description | Part No | Price
Mains suppression filter | ACT230MSF | 47.22
Sounder Circuit Extension Kit
Description | Part No | Price
4 way sounder circuit extension card | SNDEXT-4 | 92.56
Document Box & Fire Alarm Log Book
Description | Part No | Price
A4 documents cabinet | A4-DOC-BOX | 32.11
Fire alarm system log book (A5) | LOGBOOK | 11.07
CABLE & ACCESSORIES
Fireproof Cable
Prysmian FP200 Cable, 100m Reels
Description | Part No | Price
FP200 Gold, 2 core, 1.5mm, red | FP200-2C-1.5-R | 252.78
FP200 Gold, 2 core, 1.5mm, white | FP200-2C-1.5-W | 246.22
FP200 Gold, 4 core, 1.5mm, red | FP200-4C-1.5-R | 617.76
FP200 PLUS, 2 core, 1.5mm, red | FP200PLUS-2C-1.5-R | 448
Cable Accessories
Linian Fire Cable Clips
Description | Part No | Price
Red fire clip, 6-8mm single (pack of 100) | 1LCR608 | 49.61
Red fire clip, 6-8mm double (pack of 100) | 1LCR68-2 | 59.16
Red fire clip, 9-11mm single (pack of 100) | 1LCR911 | 49.61
Red fire clip, 9-11mm double (pack of 100) | 1LCR911-2 | 59.16
White fire clip, 6-8mm single (pack of 100) | 1LCW608 | 49.61
White fire clip, 6-8mm double (pack of 100) | 1LCW68-2 | 59.16
White fire clip, 9-11mm single (pack of 100) | 1LCW911 | 49.61
White fire clip, 9-11mm double (pack of 100) | 1LCW911-2 | 59.16
Cable Glands
Description | Part No | Price
Nylon cable gland, 20mm, red (pack of 10) | KGM120-R | 6.84
Nylon cable gland, 20mm, white (pack of 10) | KGM120-W | 6.84
Cable Clips
Description | Part No | Price
50 x P clip, red, suitable for 2 core 1.5mm cable | VCA-C7SR | 22.49
50 x P clip, white, suitable for 2 core 1.5mm cable | VCA-C7SW | 22.47
50 x P clip, red, suitable for 4 core 1.5mm cable | VCA-C9SR | 27.94
50 x Saddle clips, suitable for 2 core 1.5mm cable | VCA-S8DR | 22.49
Cable Ties
Description | Part No | Price
100 x Nylon cable ties, red, 4.8 x 200mm | CT200RED | 7.76
100 x Nylon cable ties, red, 4.8 x 295mm | CT295RED | 10.41
100 x S/Steel cable ties, uncoated, 4.6 x 150mm | CT150SS | 39.91
100 x S/Steel cable ties, uncoated, 4.6 x 200mm | CT200SS | 57.65
Safe-D Clips
Description | Part No | Price
Fire cable clip - up to 30mm trunking - box of 50 | SAFE-D30 | 23.79
Fire cable clip - up to 40mm trunking - box of 50 | SAFE-D40 | 17.42
Fire cable clip - up to 50mm trunking - box of 50 | SAFE-D50 | 24.64
BATTERIES
NP Sealed Lead Acid Batteries
Description | Part No | Price
4Ah, 6 volt | NP4-6 | 17.14
10Ah, 6 volt | NP10-6 | 32.65
12Ah, 6 volt | NP12-6 | 39.19
1.2Ah, 12 volt | NP1.2-12 | 16.74
2.1Ah, 12 volt | NP2.1-12 | 19.29
3.2Ah, 12 volt | NP3.2-12 | 22.81
4.0Ah, 12 volt | NP4-12 | 30.4
7.0Ah, 12 volt | NP7-12 | 28.24
12Ah, 12 volt | NP12-12 | 60.84
18Ah, 12 volt | NP18-12 | 84.17
24Ah, 12 volt | NP24-12 | 105.54
38Ah, 12 volt | NP38-12 | 168.86
65Ah, 12 volt | NP65-12 | 287.02
Yucel Sealed Lead Acid Batteries
Description | Part No | Price
1.2Ah, 12 volt | Y1.2-12 | 12.51
2.1Ah, 12 volt | Y2.1-12 | 17.85
3.2Ah, 12 volt | Y3.2-12 | 19.56
4.0Ah, 12 volt | Y4-12 | 23.11
7.0Ah, 12 volt | Y7-12 | 24.87
9.0Ah, 12 volt | Y9-12 | 33.04
12Ah, 12 volt | Y12-12 | 49.8
17Ah, 12 volt | Y17-12 | 71.71
24Ah, 12 volt | Y24-12 | 95.76
38Ah, 12 volt | Y38-12 | 149.72
65Ah, 12 volt | Y65-12 | 278.31
SLA Battery Tester
Description | Part No | Price
6v-12v SLA Battery Tester | ACT612 | 505.9
Nickel Cadmium Batteries
Description | Part No | Price
Single cell, 4Ah, 1.2 volt (supplied with solder tags only) | NC400D | 5.62
2 cell stick, 4Ah, 2.4 volt with leads | NC2-400D1L | 11.48
2 cell pack, 4Ah, 2.4 volt with leads | NC2-400D2L | 11.48
3 cell stick, 4Ah, 3.6 volt with leads | NC3-400D1L | 17.27
3 cell pack, 4Ah, 3.6 volt with leads | NC3-400D2L | 16.28
4 cell stick, 4Ah, 4.8 volt with leads | NC4-400D1L | 22.99
4 cell pack, 4Ah, 4.8 volt with leads | NC4-400D2L | 22.99
5 cell stick, 4Ah, 6.0 volt with leads | NC5-400D1L | 28.69
5 cell pack, 4Ah, 6.0 volt with leads | NC5-400D2L | 28.69
NiCd 3*1.6Ah Htemp SubCcell Leads & Molex Plug Sty4 | 3SCH1-6LM4 | 9.74
Replacement Batteries for ELTS-LED-D Twin Spot Emergency Lights
Description | Part No | Price
Battery pack for ELTS-LED-D Twin Spot emergency light | ELTS-LED-D-BATT | 23.16
WIRELESS FIRE ALARM
HyFire Wireless Fire Detection
Description | Part No | Price
HyFire wireless translator module (loop powered) | HFW-W2W-01 | 338.5
HyFire wireless expander module (requires power supply) | HFW-EM-01 | 338.5
Wireless to conventional interface module (requires power supply) | HFW-CEM-02 | 372.34
Intelligent wireless optical smoke detector c/w base & batteries | HFW-PA-05 | 249.64
Intelligent wireless heat detector c/w base & batteries | HFW-TA-05 | 241.2
Intelligent wireless multi criteria detector c/w base & batteries | HFW-MA-05 | 275.03
Wireless manual call point c/w back box, batteries & cover | HFW-CP-03-C | 238.04
Wireless single channel powered output module & batteries | HFW-BOM-03 | 416.13
Wireless base sounder | HFW-BS-05 | 281.44
Conventional wall sounder (red) | HFC-WSR-03 | 64.45
Conventional sounder beacon (red) | HFC-SBR-23-03 | 106.65
Wireless sounder interface module | HFW-SIM-01 | 280.97
Spare primary battery (pack of 10) | HFW-PB-01 | 63.37
Spare secondary battery (pack of 10) | HFW-SB-01 | 35.78
Haes Esprit-A Analogue Addressable Control Panels
Description | Part No | Price
One loop analogue addressable control panel (extendable to two loops) - Argus protocol | ESA-1001 | 757.4
One loop analogue addressable control panel (extendable to four loops) - Argus protocol | ESA-1002 | 1262.33
Loop extension card | ESA-3001 | 306.02
Zerio Plus Wireless Fire Alarm
Description | Part No | Price
8 zone Zerio Plus control panel | EDA-Z5008 | 962.35
20 zone Zerio Plus control panel | EDA-Z5020 | 1245.04
Zerio Plus radio booster (requires 240v supply) | EDA-Z6000 | 757.85
Zerio Plus wired booster unit | EDA-Z6010 | 396.97
Radio smoke detector | EDA-R5000 | 238.18
Radio smoke detector with sounder | EDA-R6000 | 451.1
Radio smoke detector with sounder and LED beacon | EDA-R6030 | 526.89
Radio heat detector | EDA-D5000 | 226.16
Radio heat detector with sounder | EDA-D6000 | 435.46
Radio call point | EDA-C5000 | 215.93
Radio sounder | EDA-A6000 | 322.39
Radio sounder with LED beacon | EDA-A6030 | 402.99
Radio input/output unit | EDA-T6080 | 434.26
Battery assembly for Zerio and Millennium detectors | EDA-Q660 | 26.58
Battery assembly for Millennium and Zerio devices | EDA-Q670 | 26.58
Zerio Plus battery pack | EDA-Q690 | 26.58
EMERGENCY & ASSISTANCE
Haescomm Emergency Voice Communication System
Haescomm TMS Touch Screen Master Station
Description | Part No | Price
Haescomm touchscreen master station | HC-TMS-W-8 | 1706.51
Haescomm touchscreen repeater station | HC-TMS-W-0 | 1545.75
Haescomm 228 Master Station
Description | Part No | Price
Haescomm 2 line master station | HC-228-2 | 1062.24
Haescomm 4 line master station | HC-228-4 | 1112.94
Haescomm 8 line master station | HC-228-8 | 1378.81
Haescomm repeater station | HC-228-0 | 1022.67
Haescomm 2 Line Expansion Card For HC-228 Controllers | HC-LC2 | 143.45
Recessing bezel for HC-228 controllers | HC-CBZ | 75.44
Haescomm System Expander
Description | Part No | Price
Haescomm 8 line system expander | HC-EX8-8 | 921.27
Haescomm Remote Alarm Panel
Description | Part No | Price
Haescomm remote alarm panel | HC-RAP | 154.58
Haescomm PC Touchscreen Control
Description | Part No | Price
Haescomm PC touch screen controller | HC-COMMANDER | POA
Outstations
Description | Part No | Price
Haescomm type A outstation | HC-OSA | 325.73
Haescomm type B outstation (back box not supplied, mounts on standard double gang electrical back box, 86mm x 146mm) | HC-OSB | 218.88
Type B outstation with integrated induction loop | HC-ILB | 482.27
Haescomm type C outstation | HC-OSC | 550.37
Recessing bezel for Type A & C outstations | HC-OBZ | 29.68
Haescomm IP65 type A outstation | HC-IPA | 471.69
Haescomm IP64 type B outstation | HC-IPB2 | 460.51
Integrated Assist Call
Description | Part No | Price
Haescomm assist call alarm WC system | HC-ACA | 204.04
Haescomm assist call alarm bedroom system | HC-ACB | 406.85
Integrated Assist Call Touch Screen Master Station
Description | Part No | Price
Haescomm integrated assist call alarm touch screen master station | HC-ACM-8 | 1360.26
Self Contained Assist Call Kits
Description | Part No | Price
Assist Call self contained standard kit | HC-STK | 262.16
Assist Call self contained remote kit | HC-RTK | 396.94
Assist Call Remote Controllers
Description | Part No | Price
Assist Call 1 zone controller with combined PSU | HC-1ZC | 164.47
Assist Call 4 zone controller. Requires HC-PSU power supply | HC-4ZC | 234.95
Assist Call power supply for use with HC-4ZC | HC-PSU | 185.49
Assist Call battery backup for HC-PSU | HC-BAT-2 | 130.29
Assist Call Individual Parts
Description | Part No | Price
Assist Call over door plate | HC-ODP | 70.49
Assist Call cancel plate | HC-CNP | 76.67
Assist Call pull cord plate | HC-CPP | 66.78
Assist Call call plate | HC-CLP | 76.67
Assist Call power supply with integrated over door indicator | HC-PSC | 130.29
Assist Call switch interface plate | HC-SIP | 79.14
Assist Call 600mAH NIMH rechargeable battery pack for HC-PSC | HC-BAT | 56.88
Assist Call single gang brushed stainless steel pattress cover for surface back boxes | HC-SSP | 21.03
Quantec Addressable Call System
Quantec Controllers
Description | Part No | Price
Quantec controller, one required per system, space for 2 x 7Ah batteries | QT601-2 | 591.22
Quantec corridor display unit with controls | QT608C | 271.08
Quantec network splitter | QT603 | 37.19
Quantec programming software & upload/download lead | QT707 | 145.55
Quantec System Accessories
Description | Part No | Price
Quantec call point & remote socket, button reset | QT602 | 66.41
Tail call button, 6ft | NC805C-6 | 19.51
Quantec slave ceiling pull unit | QT607 | 29.11
Quantec slave over door light | QT606 | 89.36
Quantec addressable over door light c/w sounder | QT606A | 76.42
800 Series Conventional Call System
800 Series Controllers
Description | Part No | Price
10 zone call controller c/w on board 12v 300mA PSU. Flush mount | NC910F | 275.53
20 zone call controller c/w on board 12v 300mA PSU. Flush mount | NC920F | 374.73
800 Series System Accessories
Description | Part No | Price
Standard call point, button reset & remote socket | NC802DB | 37.87
Emergency call point, button reset & remote socket | NC802DEB-1-2 | 69.39
Ceiling pull cord (no reset) | NC807C | 26.47
Button reset point | NC809DB | 15.42
Over door light | NC806C | 30.32
Over door light with sounder | NC806CS | 46.69
Sigtel Emergency Voice Communication System
Sigtel 1 - 64 Line System Controllers
Description | Part No | Price
4 line master EVC controller c/w handset & display, requires 2 x 7Ah batts | ECU-4 | 1374.23
8 line master EVC controller c/w handset & display, requires 2 x 7Ah batts | ECU-8 | 1754.17
8 line master EVC controller, no handset, requires 2 x 7Ah batts | ECU-8NT | 1351.47
Network card (allows up to four ECU-4/8 to be interlinked) | ECU722 | 169.79
PC configuration software & mini USB download lead | EVC423 | 195.89
Disabled Refuge (Type B) Outstations
Description | Part No | Price
Green hands free EVC outstation, flush mounting | EVC302GF | 256.09
Green hands free EVC outstation, surface mounting | EVC302GS | 272.91
Stainless steel hands free EVC outstation, flush mounting | EVC302F | 284.55
Stainless steel hands free EVC outstation, surface mounting | EVC302S | 303.24
Weatherproof enclosure, IP66, steel, non locking (for use with flush units) | BF359-1 | 200.02
Disabled Persons Toilet Alarm Kit
Description | Part No | Price
Standard finish disabled persons toilet alarm kit | NC951 | 149.79
Stainless steel disabled persons toilet alarm kit | NC951-SS | 264.66
Vibrating Pillow Pad
Description | Part No | Price
24v vibrating pad c/w jack plug | BF320 | 81.09
Single gang locking jack socket | BF320JP | 66.92
Hearing Loop System Kits
1.2m2 Portable HearingLoop Kit
Description | Part No | Price
Portable hearing loop kit | PL1-K3 | 334.62
Wall mounting storage shelf for PL1 amplifier | PL1-SHELF | 49.55
1.5m2 Counter Hearing Loop Amplifier Kit
Description | Part No | Price
Counter hearing loop kit | PDA103C | 216.99
50m2 Hearing Loop Amplifier Kits
Description | Part No | Price
Domestic loop amplifier kit | DL50-K | 233.66
Small room loop kit (tie/desk mic) | PDA103L | 215.3
Small room loop kit (omni-directional plated mic) | PDA103R | 255.47
TV lounge loop kit | PDA103S | 274.67
200m2 Hearing Loop Amplifier Kits
Description | Part No | Price
Meeting/seminar room loop kit | AKM1 | 383.81
Professional lecture room loop kit | AKM3 | 1034.65
Lecture room loop kit | AKL1 | 488.19
TV/music lounge loop kit | AKT1 | 840.29
Place of worship loop kit c/w fixed lectern microphone | AKW1 | 530.3
Place of worship loop kit c/w levalier radio microphone | AKW2-L | 1290.83
Health and fitness club loop kit c/w levalier radio microphone | AKH1-L | 1360.85
Phase Shifting Dual Hearing Loop Amplifier Kits
Description | Part No | Price
4U rack with dual hearing loop amplifiers, for areas up to 200m2 | DLR5 | 2280.62
4U rack with dual Hearing loop amplifiers, for areas up to 500m2 | DLR7 | 2557.3
PDA Range Outreach Plate Audio Input Extension System
Description | Part No | Price
3.5mm mono jack plate (takes AMT, AMH, AML or AMD mics) | APJ | 58.99
Line level audio plate (takes APS SCART lead/other line level audio feeds) | APL | 58.99
6.35mm stereo jack plate (takes AMR/L & AMR/H radio microphone kit) | APQM | 58.99
6.35mm stereo jack plate (takes line level feeds from mixing desks, etc) | APQL | 58.99
XLR mic level plate (takes AMP microphone) | APXM | 58.99
XLR line level plate (takes line level feeds from mixing desks, etc) | APXL | 58.99
Omni-directional plated microphone. Wall, ceiling or desk mountable | APM | 58.99
XLR balanced line o/p plate (connects Outreach chain to 3rd-party equipment) | APXO | 90.66
PDA Range Microphones
Description | Part No | Price
Omni-directional plated microphone. Wall, ceiling or desk mountable | APM | 58.99
Tie/desk mic. for ML1, PDA102, PDA200E, PL1, PDA-PRO or APJ plate | AMT | 8.42
Lectern mic. for ML1, PDA102, PDA200E, PL1, PDA-PRO or APJ plate | AML | 60.13
Lectern mic. (short stemmed version of AML) | AMLS | 60.13
Desktop mic. for ML1, PDA102, PDA200E, PL1, PDA-PRO or APJ plate | AMD | 84.16
Desktop mic. (short stemmed version of AMD) | AMDS | 84.16
Desktop mic. (push to talk) | AMD-P | 235.4
Professional handheld mic. for PDA200E or APXM plate, requires AXLR lead | AMP | 341.26
Lavalier radio mic. kit c/w receiver, transmitter, PSU for PDA200E or APQM outreach plate | AMR-LA | 589.77
Handheld radio mic. c/w receiver, transmitter, PSU for PDA200E or APQM outreach plate | AMR-HA | 619.26
Hanging ambient mic. for PDA-PRO Range or APXM plate | PRO45 | 424.87
Hearing Loop Cable
Description | Part No | Price
100m x 1.0mm2 single core white loop cable | LOOP2-W | 123.44
100m x 1.5mm2 single core white loop cable | LOOP3-W | 88.46
100m x 1.0 mm2 insulated copper tape (flat loop cable for under carpets) | FLAT2005 | 224.95
100m x 1.5mm2 insulated copper tape (flat loop cable for under carpets) | FLAT3005 | 253.05
50m printed hearing loop foil loop tape | TAPE-P | 57.36
Hearing Loop Test Equipment
Description | Part No | Price
FosMeter-Pro Hearing Loop Test Kit (c/w Tester, Signal Generator & headphones) | FPROK1 | 773.94
APOLLO DETECTION EQUIPMENT
Conventional - Series 65
Detectors
Description | Part No | Price
Optical smoke detector | 55000-317 | 29.63
A1R combined heat detector, 57oC | 55000-122 | 18.82
BR combined heat detector, 75oC | 55000-127 | 19.76
CR combined heat detector, 90oC | 55000-132 | 20.23
CS fixed temperature heat detector, 90oC | 55000-137 | 19.5
UV flame detector, base mounted | 55000-025 | 513.03
Bases
Description | Part No | Price
Detector base with schottky diode | 45681-201 | 4.7
Twin Wire detector base | 45681-206 | 14.74
Standard detector base | 45681-200 | 4.45
Detector base with 24v relay | 45681-245 | 28.45
Detector base with 12v relay | 45681-508 | 11.86
Conventional - Orbis
Detectors & Bases
Description | Part No | Price
Optical smoke detector | ORB-OP-12001 | 29.63
Multi sensor detector | ORB-OH-13001 | 31.04
A1R combined heat detector, 57oC | ORB-HT-11001 | 19.66
A2S fixed temperature heat detector, 57oC | ORB-HT-11002 | 19.53
BS fixed temperature heat detector, 75oC | ORB-HT-11004 | 20.8
Time Saver base with schottky diode | ORB-DB-00003 | 4.94
Twin Wire Time Saver base | ORB-SW-10005 | 14.52
Time Saver standard base | ORB-MB-00001 | 5.67
Time Saver base without continuity switch | ORB-MB-00002 | 5.32
Time Saver relay base | ORB-RB-10004 | 23.79
Remote Indicator LEDs
Description | Part No | Price
MiniDisc remote indicator | 53832-070 | 6.99
‘Detector Activated’ remote indicator (flush) | RIL58 | 6.21
Back box for RIL58 remote indicator | RILBOX | 2.35
Multi purpose indicator LED, 3-16vdc or 5-30vdc | REM-C | 10.09
Multi purpose LED & buzzer, 3-16vdc or 5-30vdc | REM-C-B | 17
Analogue Addressable Detectors - XP95
Detectors
Description | Part No | Price
Optical smoke detector | 55000-600 | 57.05
Multisensor | 55000-885 | 63.19
Heat sensor | 55000-400 | 57.05
High temperature heat sensor | 55000-401 | 57.05
Intelligent UV flame detector | 55000-022 | 602.86
Intelligent IR3 flame detector | 55000-024 | 1055.62
Analogue Addressable Detectors - Discovery
Detectors
Description | Part No | Price
Optical smoke detector | 58000-600 | 60.97
Multisensor | 58000-700 | 65.99
CO detector | 58000-300 | 82.52
Heat sensor | 58000-400 | 60.97
Intelligent Manual Call Points
Description | Part No | Price
Intelligent manual call point, red | SA5900-908 | 47.97
Intelligent manual call point, red, waterproof | 58200-951 | 152.43
Hinged transparent cover | 44251-189 | 3.14
Pack of 10 spare reset keys | 44251-176 | 9.25
Bases & Accessories For XP95 & Discovery
Description | Part No | Price
Detector base c/w Xpert address card | 45681-210 | 4.7
Spare Xpert address card (pack of 25) | 45682-800 | 9.75
Detector base with short circuit isolator | 45681-284 | 15.36
Stand alone short circuit isolator | 55000-720 | 25.48
Base for stand alone short circuit isolator | 45681-211 | 4.45
Low power relay base | 45681-242 | 26.4
Apollo analogue addressable test set | SA7800-870 | 1079.14
Analogue Addressable Detectors - Soteria
Description | Part No | Price
Soteria optical smoke detector with isolator | SA5100-600 | 67.15
Soteria heat detector with isolator | SA5100-400 | 67.15
Soteria optical/heat multi-sensor with isolator | SA5100-700 | 76.78
Soteria optical smoke detector without isolator | SA5000-600 | 64.09
Soteria heat detector without isolator | SA5000-400 | 64.09
Soteria optical/heat multi-sensor without isolator | SA5000-700 | 76.78
Soteria XPERT 8 intelligent mounting base | SA5000-200 | 4.32
Analogue Addressable Detectors - Soteria Dimension
Description | Part No | Price
Soteria Dimension optical detector | FL5100-600 | 323.74
Soteria Dimension specialist optical detector | FL6100-600 | 586.08
Soteria Dimension mounting box | FL5000-200 | 16.21
Analogue Addressable Interfaces
Intelligent Interfaces
Description | Part No | Price
Mains switching input/output unit | SA4700-103 | 102.64
Intelligent input/output unit | SA4700-102 | 87.13
Dual input/output unit | SA4700-104 | 117.34
Switch monitor unit | SA4700-100 | 73.53
Dual switch monitor unit | SA6700-100 | 97.37
DIN-Rail input/output | SA4700-302 | 97.92
DIN-Rail switch monitor | SA4700-300 | 82.11
DIN Rail Interfaces
Description | Part No | Price
DIN rail sounder control interface (5 amp) XP95 | 55000-182 | 138.4
DIN rail zone monitor interface with isolator XP95 | 55000-812 | 106.05
XP95 Interfaces
Description | Part No | Price
Miniature switch monitor | 55000-760 | 63.71
Zone monitor | 55000-845 | 77.12
Sounder control unit | 55000-852 | 98.08
3 Channel input / output interface | 55000-588 | 149.79
Analogue Addressable Sounders & Visual Indicators
Base/Platform Sounders & Visual Indicators
Description | Part No | Price
Loop powered beacon | 55000-877 | 54.3
Integrated sounder base with isolator | 45681-277 | 50.69
Integrated sounder base | 45681-278 | 49.36
Integrated sounder/beacon base with isolator | 45681-330 | 81.3
Integrated sounder/beacon base | 45681-331 | 77.32
Integrated beacon base with isolator | 45681-333 | 49.5
Ancillary sounder base (non addressable) | 45681-276 | 45.1
White blanking cover for above units | 45681-292 | 4.03
Red blanking cover for above units | 45681-293 | 4.03
Intelligent Open-Area Sounders & Visual Indicators (Sonos®)
Description | Part No | Price
Red sounder, IP65, with isolator | 55000-001 | 62.74
Sounder/beacon, red lens, IP65, with isolator | 55000-005 | 94.95
Beacon, red lens. IP65, with isolator | 55000-009 | 60.42
Intelligent Open-Area Sounders & Visual Indicators
Description | Part No | Price
Red sounder | 55000-278 | 89.47
Red waterproof sounder, IP66 | 55000-274 | 184.21
Red sounder/beacon with isolator | 55000-293 | 130.1
Red waterproof sndr/beacon, IP66 with isolator | 55000-298 | 217.02
Red waterproof sndr/beacon, IP66 | 55000-296 | 219.13
Loop Powered EN54-23 Visual Alarm Devices (VADs)
Loop Powered EN54-23 Visual Alarm Devices - XP95
Description | Part No | Price
Integrated sounder/VAD base with isolator, Cat O | 45681-705 | 139.03
Integrated VAD base with isolator, Cat O | 45681-709 | 97.22
Wall VAD, red body, white flash, W-2.4-6 | 55000-741 | 70.3
Wall VAD, white body, white flash, W-2.4-6 | 55000-744 | 70.3
Discovery Protocol Sounder/VIDs/VADs
Description | Part No | Price
Discovery sounder/beacon base with isolator | 45681-393 | 84.8
Discovery open-area sounder/beacon, red | 58000-005 | 96.48
Discovery EN54-23 sndr/VAD base with isolator | 45681-700 | 135.01
Integrated sounder base with isolator, Discovery | 45681-702 | 64.39
Xpander
XPander Detectors & Call Point
Description | Part No | Price
Optical detector with address module, c/w base | XPA-CB-12034 | 281.93
A1R heat detector with address module, c/w base | XPA-CB-11170 | 279.53
CS heat detector with address module, c/w base | XPA-CB-11171 | 279.65
Multisensor detector with address module, c/w base | XPA-CB-13032 | 298.47
Call point (integral address module) | XPA-MC-14006 | 265.57
Spare Xpert address card (white) | 29600-413 | 1.25
Xpander remote indicator module | XPA-IN-14102 | 290.16
XPander Sounders & Visual Indicators
Description | Part No | Price
Red sounder | XPA-CB-14001 | 363.41
White sounder | XPA-CB-14002 | 363.41
Sounder/beacon, red sounder, red lens | XPA-CB-14003 | 419.33
Sounder/beacon, white sounder, amber lens | XPA-CB-14004 | 419.52
Spare Xpert address card (red) | 29600-399 | 1.25
XPander Combined Detectors Sounders & Visual Indicators
Description | Part No | Price
Combined sounder & optical smoke detector | XPA-CB-14016 | 536.41
Combined sounder & A1R heat detector | XPA-CB-14017 | 536.41
Combined sounder & CS heat detector | XPA-CB-14018 | 536.65
Combined sounder/red lens beacon & optical smoke detector | XPA-CB-14020 | 556.03
Combined sounder/red lens beacon & A1R heat detector | XPA-CB-14021 | 556.27
Combined sounder/red lens beacon & CS heat detector | XPA-CB-14022 | 556.27
XPander Interfaces
Description | Part No | Price
868MHz diversity Loop Interface | XPA-IN-14050 | 559.1
Single channel input/output unit | XPA-IN-14011 | 271
Dual channel input/output unit | XPA-IN-14012 | 294.63
AlarmSense
Devices
Description | Part No | Price
AlarmSense optical smoke detector | 55000-390 | 27.14
AlarmSense integrating optical smoke detector | 55000-391 | 31.01
AlarmSense A1R heat detector (standard) | 55000-190 | 17.22
AlarmSense CS heat detector (high temp) | 55000-193 | 17.46
AlarmSense base | 45681-244 | 5.89
AlarmSense alarm relay | 55000-835 | 45.24
AlarmSense optical smoke detector and sounder base | 55000-392 | 56.23
AlarmSense integrating optical detector and sounder base | 55000-393 | 58.18
AlarmSense A1R heat detector and sounder base | 55000-196 | 54.29
AlarmSense CS heat detector and sounder base | 55000-197 | 54.31
AlarmSense optical smoke detector and sndr beacon base | 55000-394 | 69.15
AlarmSense integrating optical detector & sounder beacon | 55000-395 | 72.4
AlarmSense A1R heat detector and sounder beacon base | 55000-198 | 64
AlarmSense CS heat detector and sounder beacon base | 55000-199 | 66.58
AlarmSense open area sounder - red | 55000-018 | 54.11
AlarmSense open area sounder beacon - red | 55000-017 | 67.03
AlarmSense sounder base | 45681-510 | 31.16
AlarmSense sounder beacon base | 45681-509 | 45.88
Locking white cap | 45681-294 | 3.54
AlarmSense manual call point | 55400-894 | 27.79
Apollo Accessories
Duct Detection Kits
Description | Part No | Price
S65 duct kit c/w 360mm tube (diode base) | 53546-021 | 103.84
Orbis duct kit c/w 360mm tube (diode base) | 53546-023 | 104.85
XP95 duct kit c/w 360mm tube (XP95 base) | 53546-022 | 104.83
300 - 750mm duct sampling tube | 53541-170 | 14.82
750 - 1500mm duct sampling tube | 53541-171 | 29.67
Mounting Accessories
Description | Part No | Price
Conduit box | 45681-204 | 5.33
Deckhead mounting box | 45681-217 | 19.74
Deckhead mounting box accessory kit | 45681-218 | 6.61
Ceiling tile mounting box for detectors | 45681-309 | 10.58
Ceiling tile mounting box for sounders | 45681-310 | 10.58
Protective Cages For Detectors
Description | Part No | Price
175mm Di x 75mm D. For flush cabled detector | STI-9604 | 33.26
180mm Di x 115mm D. For surface cabled detector | STI9605 | 36.76
C-TEC SOUNDERS & VADS - SUITABLE FOR XP95/DISCOVERY PROTOCOL SYSTEMS
EN54-3 Base Sounders & VADs
Description | Part No | Price
96dB base sounder, white | BF431A-CX-W | 45.11
C-3-8 base VAD c/w 96dB sounder, white/clear | BF456A-CX-W | 78.95
C-3-8 base VAD, white/clear | BF460A-CX-W | 53.58
EN54-3 High Output Wall Sounders & VADs
Description | Part No | Price
103dB wall sounder, red, deep base | BF430A-CX-DR | 66.01
W-2.4-8.2 wall VAD c/w 103dB sndr, red, d/base | BF433A-CX-DR | 94.23
W-2.4-8.2 wall VAD / sndr, red, d/base, IP65 | BF433A-CX-DR-65 | 112.72
EN54-3 Compact Ceiling Sounders & VADs
Description | Part No | Price
91dB ceiling sounder, shallow base, white | BF450A-CX-SW | 52.82
C-3-8 ceiling VAD c/w 91dB Sndr, s/base, white | BF451A-CX-SW | 75.48
C-3-8 ceiling VAD, shallow base, white | BF458A-CX-SW | 67.96
NITTAN DETECTION EQUIPMENT
Conventional Detectors - Evolution
Smoke & Heat Detectors
Description | Part No | Price
Optical smoke detector | EVC-P | 28.89
A2S fixed temperature heat detector, 62oC | EVC-H-A2S | 24.57
CS fixed temperature heat detector, 92oC | EVC-H-CS | 24.57
Bases
Description | Part No | Price
Detector base with schottky diode | UB-4SD | 5.49
Standard detector base | UB-6-EV | 4.13
Analogue Addressable - Evolution Protocol
Analogue Addressable Detectors & Call Points
Description | Part No | Price
Optical smoke detector | EV-P | 48.16
Dual optical detector | EV-DP | 66.89
Optical smoke detector with built in sounder | EV-PYS | 86.54
A1R heat detector | EV-H-A1R | 48.16
CS heat detector | EV-H-CS | 48.16
Combined smoke & heat detector | EV-PH | 60.54
Standard detector base | UB-6-EV | 4.13
Detector base with short circuit isolator | EV-B-SCI | 20.93
Evolution address programmer kit | EV-AD2-KIT | 225.37
Programming adapter for EV-AV2/SB sndr/beacon | EV-AVADAPT | 40.64
Addressable manual call point | EV-MCP2-IP24 | 49.91
Addressable manual call point with SCI | EV-MCP2-SCI-IP24 | 51.58
Waterproof addressable manual call point | EV-MCP2-IP67 | 171.93
Waterproof addressable call point with SCI | EV-MCP2-SCI-IP67 | 171.93
Analogue Addressable Sounders & Visual Indicators
Description | Part No | Price
Base sounder with integrated detector base | EV-SDR-BASE | 59.39
Base sounder/beacon with integrated det base | EV-AV2-BASE | 86.93
Low profile sounder | EV-SDR | 59.39
Low profile sounder/beacon | EV-AV2 | 86.93
Beacon base (for use with EV-PS) | EV-PSBCN | 46.68
Wall mounted high output sounder | EV-HIOP-SDR-SCI | 103.15
Wall mounted high output sounder/beacon | EV-HIOP-SB-SCI | 131.28
Wall mounted high output beacon | EV-HIOP-BCN-SCI | 115.66
Accessories
Description | Part No | Price
Mini input module | EV-MINI-IP | 80.49
Input module | EV-IP | 96.59
Output module | EV-OP | 86.93
Single input/output module | EV-SIO | 115.91
Zone module | EV-ZMU | 125.56
Sounder booster module | EV-SBM | 144.69
Mains switching relay | EV-240V-MRA | 105.12
HOCHIKI DETECTION EQUIPMENT
Conventional Detectors - CDX
Smoke & Heat Detectors
Description | Part No | Price
Optical smoke detector | SOC-E3N | 30.66
A1R combined heat detector, 60oC | DCD-AE3 | 20.16
CR combined heat detector, 90oC | DCD-CE3 | 20.16
A1S fixed temperature heat detector, 60oC | DFJ-AE3 | 20.16
CS fixed temperature heat detector, 90oC | DFJ-CE3 | 20.16
Waterproof heat detector, 60oC (no base req’d) | DFG-60BLKJ | 77.69
Bases
Description | Part No | Price
Detector base with schottky diode | YBN-R-6SK | 4.94
Twin Wire detector base | YBO-R-6PA | 15.02
Standard detector base | YBN-R-6 | 3.69
Detector base with latching relay | YBO-R-6R | 15.11
Detector base with non latching relay | YBO-R-6RN | 29.19
Analogue Addressable Detectors - ESP
Smoke & Heat Detectors
Description | Part No | Price
Optical smoke detector | ALN-EN | 59.54
Multisensor | ACC-EN | 61.17
Heat sensor | ATJ-EN | 59.54
IP67 rated waterproof multi-heat detector | ACB-EW | 96.51
Bases & Accessories
Description | Part No | Price
Detector base, ivory | YBN-R-3 | 3.69
Detector base, white | YBN-R-3-WHT | 3.69
Detector base with short circuit isolator, ivory | YBN-R-3-SCI | 25.03
Detector base with short circuit isolator, white | YBN-R-3-SCI-WHT | 25.03
Blanking cover for YBN-R-3-SCI-WHT | SI-CAP2-WHT | 1.96
Black Detectors
Description | Part No | Price
Optical smoke detector, black | ALN-EN-BLK | 64.9
Heat detector, black | ATJ-EN-BLK | 65.29
Multi-sensor, black | ACC-EN-BLK | 76.59
Detector base, black | YBN-R-3-BLK | 5.7
Call Points
Description | Part No | Price
Red call point with isolator (no back box) | HCP-E-SCI | 56.06
Back box for above call points | MCPBB-R | 1.96
Waterproof red call point with isolator | HCP-W-SCI | 180.71
Analogue Addressable Interfaces
Standard Interfaces With Isolator
Description | Part No | Price
Dual input module | CHQ-DIM2-SCI | 70.71
Dual relay controller module | CHQ-DRC2-SCI | 97.59
Dual sounder controller module | CHQ-DSC2-SCI | 127.48
SIngle zone monitor module | CHQ-SZM2-SCI | 78.42
Mains relay controller module | CHQ-MRC2-SCI | 81.46
Plant control module | CHQ-PCM-SCI | 184.94
Powered output module | CHQ-POM | 44.88
Single input module | CHQ-SIM | 43.89
Single output module | CHQ-SOM | 59.89
DIN-Rail Mounted Interfaces
Description | Part No | Price
Dual input module | CHQ-DIM2-DIN-SCI | 83.32
Dual relay controller module | CHQ-DRC2-DIN-SCI | 100.01
Dual sounder controller module | CHQ-DSC2-DIN-SCI | 139.72
Single zone monitor module | CHQ-SZM2-DIN-SCI | 89.18
Mains relay controller module | CHQ-MRC2-DIN-SCI | 78.92
Plant control module | CHQ-PCM-DIN-SCI | 210.15
Ancillary Equipment
Description | Part No | Price
Hand held address programmer for ESP devices | TCH-B200 | 140.65
Back box for CHQ-OEM modules | CHQ-BACKBOX | 11.56
Enclosure sub-assembly for CHQ interfaces | CHQ-SUB | 14.12
Duct probe housing | SDP-3 | 223.93
FIREBEAM beam detector set for ESP loop | ESP-FIREBEAM-XTRA | 752.95
Loop Powered Audio Visual Devices
Sounders
Description | Part No | Price
Base sounder, ivory (req’s YBN-R-3 base) | YBO-BS | 61.25
Mounting base, ivory | YBN-R-3 | 3.69
Mounting base with short circuit isolator, ivory | YBN-R-3-SCI | 25.03
Blanking cover for base sounders, ivory | SI-CAP2 | 1.96
Base sounder, white (req’s YBN-R-3-WHT base) | YBO-BS-WHT | 55.98
Mounting base, white | YBN-R-3-WHT | 3.69
Mounting base with short circuit isolator, white | YBN-R-3-SCI-WHT | 25.03
Blanking cover for base sounders, white | SI-CAP2-WHT | 1.96
Wall sounder, red (req’s YBO-R-3-RED base) | CHQ-WS2 | 60.46
Mounting base for wall sounders | YBO-R-3-RED | 3.06
Mounting base for wall sounders with isolator | YBO-R-SCI-RED | 25.03
Weatherproofing kit for wall sounders | CHQ-WPK | 13.23
EN54-23 Approved Base Sounder Beacons
Description | Part No | Price
Base sounder/beacon, ivory case white LEDs | YBO-BSB2-WL | 80.08
Base sounder/beacon, ivory case red LEDs | YBO-BSB2-RL | 98.17
Mounting base, ivory | YBN-R-3 | 3.69
Base sounder/beacon, white case white LEDs | YBO-BSB2-WHT-WL | 80.08
Base sounder/beacon, white case red LEDs | YBO-BSB2-WHT-RL | 98.17
Mounting base, white | YBN-R-3-WHT | 3.69
EN54-23 Approved Intelligent Wall Sounder Beacons
Description | Part No | Price
Wall sounder beacon, red case, white LEDs | CHQ-WSB2-WL | 104.1
Wall sounder beacon, red case, red LEDs | CHQ-WSB2-RL | 121.99
Mounting base for wall sounders, red | YBO-R-3-RED | 3.06
EN54-23 Approved Intelligent Ceiling Beacons
Description | Part No | Price
Ceiling beacon, ivory case, white LEDs | CHQ-CB-WL | 97.59
Ceiling beacon, ivory case, red LEDs | CHQ-CB-RL | 97.59
Mounting base, ivory | YBN-R-3 | 3.69
Ceiling beacon, white case, white LEDs | CHQ-CB-WHT-WL | 97.59
Ceiling beacon, white case, red LEDs | CHQ-CB-WHT-RL | 97.59
Mounting base, white | YBN-R-3-WHT | 3.69
EN54-23 Approved Intelligent Wall Beacons
Description | Part No | Price
Wall beacon, red case, white LEDs | CHQ-WB-RED-WL | 99.97
Wall beacon, red case, red LEDs | CHQ-WB-RED-RL | 97.59
Mounting base for wall sounders, white | YBO-R-3-RED | 3.06
Wall beacon, white case, white LEDs | CHQ-WB-WHT-WL | 97.59
Wall beacon, white case, red LEDs | CHQ-WB-WHT-RL | 97.59
Mounting base for wall sounders, white | YBO-R-3-WHT | 3.06
ARGUS DETECTION EQUIPMENT
Argus Conventional Devices
Detectors
Description | Part No | Price
Optical smoke detector | S1000 | 28.45
Multi-sensor detector | S2000 | 29.6
Fixed temperature heat detector | S3500-A1R | 19.7
Rate of rise heat detector | S3500-B | 19.7
Standard detector base | DBS100 | 5.98
Audio Visual
Description | Part No | Price
Conventional wall sounder, red | CWS100 | 48.13
Conventional wall sounder VAD, red | CWS100-AV | 86.07
Argus Intelligent Devices - Altair
Detectors
Description | Part No | Price
Optical smoke detector | A1000 | 49.57
Multi-sensor detector | A2000 | 56.26
Heat detector | A3500 | 49.58
Altair detector base | LAB1000 | 4.97
Programmer
Description | Part No | Price
Altair programming unit | ALPU1000 | 207.59
Audio Visual
Description | Part No | Price
Intelligent loop powered base sounder | ALBLS100-32 | 72.96
Intelligent loop powered base sounder/beacon | ALBLS100-32-AV | 111.54
Base sounder (slave) | ALBS100-32 | 64.69
Base sounder/beacon (slave) | ALBS100-32-AV | 106.21
Intelligent module for CWS100 & CWS100-AV | ALWS-MOD | 43.78
Modules
Description | Part No | Price
Conventional zone module | VMCZ100 | 103.59
4 input & 4 relay output module | VMIC404 | 133.87
Single supervised output module plate | VMC100 | 63.83
Single supervised input module plate | VMI100 | 59.85
Mains rated relay module | VM240 | 103.59
Intelligent Call Point
Description | Part No | Price
Intelligent resettable call point | ALCP100 | 56.34
Intelligent waterproof resettable call point | AI-CPW-R-01 | 165.56
Protective call point cover | ALCI | 6.23
BEAM DETECTORS
Firebeam Xtra Beam Detectors
Firebeam Xtra Beam Detector - Infra Red - Self Aligning
Description | Part No | Price
Reflective Firebeam set, 5 - 70M | TFBC-FIREBEAMXTRA | 508.99
70 - 140M reflector extension kit | TFBC-70KIT140 | 81.75
140 - 160M reflector extension kit | TFBC-140KIT160 | 218
Unistrut bracket | TFBC-ADAPTOR | 52.32
Anti fog reflector & lens window kit | TFBC-FOGKIT | 96.38
Anti fog reflector | TFBC-REF-AF | 42.43
Anti fog window | TFBC-WINDOW-AF | 63.63
70 - 140M anti fog reflector extension kit | TFBC-70KIT140-AF | 170.72
140 - 160M anti fog reflector extension kit | TFBC-140KIT160-AF | 360.51
Universal wall bracket for heads & reflectors | TFBC-FB-BRACKET | 119.9
OSID Beam Detectors
OSID Beam Detector - Dual Wavelength - 3D Coverage
Description | Part No | Price
Imager, 7o coverage, 24vdc | OSI-10 | 927.69
Imager, 80o coverage, 24vdc | OSI-90 | 957.56
Emitter, standard power, battery version | OSE-SP-01 | 449.98
Emitter, standard power, 24vdc | OSE-SPW | 449.98
Emitter, high power, 24vdc | OSE-HPW | 707.92
Installation kit (includes: laser alignment tool, test filter & FTDI PC cable) | OSID-INST | 260.18
Protective cage | OSID-WG | 72.52
FireRay Beam Detectors
Fireray One - Auto Aligning Reflective Infra-Red Optical Beam Smoke Detector
Description | Part No | Price
Fireray One beam detector set - 50m | BDIR6010-100 | 514.29
Reflective long range kit - 120m | BDIR1010-000 | 137.8
Fireray 5000 Beam Detector - Infra Red - Self Aligning
Description | Part No | Price
Fireray 5000 beam detector set, single prism (50m) | BDIR5000-101 | 644.16
Fireray 5000 beam detector set, 4 prisms (100m) | BDIR5000-102 | 781.82
Additional detector head with 1 prism (50m) | BDIR5000-002 | 501.3
Additional detector head with 4 prisms (100m) | BDIR5000-039 | 646.75
Long range 3 prism kit to give 100m capability | BDIR5000-004 | 130.49
Fireray 3000 End to End Beam Detector - Infra Red
Description | Part No | Price
Fireray 3000 beam detector set, 5 - 120 m | BDIR3000 | 924.68
Additional transmitter & receiver head set | BDIR3000-015 | 768.83
Fireray 3000 Exd - Explosion Proof End to End Beam Smoke Detector
Description | Part No | Price
Explosion proof Fireray 3000 detector set | BDIR3000-115 | 3641.56
Additional Exd transmitter & receiver head set | BDIR3000-026 | 3184.42
Fireray Accessories
Description | Part No | Price
Fireray 5000 universal mounting bracket | BDIR5000-005 | 150.65
Fireray 5000 adjustment bracket | BDIR5000-201 | 144.06
Fireray 3000 adjustment bracket | BDIR3000-201 | 121.16
4 prism plate for use with 5000-005 or 3000-201 | BDIR5000-007 | 85.71
Reflective prism | BDIR23901-01 | 47.83
Obscuration test filter | BDIR0209-02 | 7.79
ASPIRATING DETECTION
VESDA
VESDA VEU Detectors
Description | Part No | Price
VESDA VEU with LEDs | VEU-A00 | 6210.7
VESDA VEU with 3.5” display | VEU-A10 | 7151.09
VESDA VEP Detectors
Description | Part No | Price
VESDA-E VEP with LEDs, 1 pipe | VEP-A00-1P | 3193.43
VESDA-E VEP with LEDs, 4 pipe | VEP-A00-P | 4087.61
VESDA-E VEP with 3.5” display, 4 pipe | VEP-A10-P | 4822.42
VESDA VLF Detectors
Description | Part No | Price
VESDA LaserFOCUS 250 (up to 2,500 sq feet) | VLF-250 | 1905.22
VESDA LaserFOCUS 500 (up to 5,000 sq feet) | VLF-500 | 2533.06
VESDA Power Supply Units
Description | Part No | Price
VESDA power supply 24vdc 1A | VPS-215 | 370
VESDA power supply 24vdc 2A | VPS-220 | 419.04
VESDA power supply 24vdc 5A | VPS-250 | 665.3
VESDA-E STX power supply 0.5A 14Ah - black | VPS-220-STX | 441.25
VESDA-E STX power supply 2A 24Ah - black | VPS-250-STX | 638.31
VESDA-E STX power supply 0.5A 14Ah - silver | VPS-220-STX-SLV | 509.18
VESDA-E STX power supply 2A 24AH - silver | VPS-250-STX-SLV | 669.09
VESDA Spares
Description | Part No | Price
VESDA detector filter cartridge | VSP-005 | 129.72
VESDA detector filter cartridge (pack of 20) | VSP-025 | 2115.85
VESDA Pipework - Red
Description | Part No | Price
Red ABS 25mm sampling pipe - 3m lengths | REDCLI0250 | 6.96
Red ABS 25mm socket | REDMAI0250 | 0.57
Red ABS 25mm union | REDBOI0250 | 3.17
Red ABS 25mm 90o bend | REDCUI0250 | 3.09
Red ABS 25mm 45o elbow | REDGYI0250 | 0.76
Red ABS 25mm 90o elbow | REDGOI0250 | 1.09
Red ABS 25mm end cap | REDCAI0250 | 0.91
Red ABS 25mm equal tee | REDTII0250 | 0.98
Red 25mm pipe clip | REDPCR0250 | 0.84
ABS solvent cement 250ml | ACCREM0250 | 14.11
25mm red capillary kit with flush air sample point | REDCKI025F | 15.31
Sampling point label (roll of 100) | REDLAB001 | 14.05
VESDA Pipework - White
Description | Part No | Price
White ABS 25mm sampling pipe - 3m lengths | WHTCLI0250 | 7.48
White ABS 25mm socket | WHTMAI0250 | 0.63
White ABS 25mm union | WHTBOI0250 | 3.97
White ABS 25mm 90o bend | WHTCUI0250 | 3.62
White ABS 25mm 45o elbow | WHTGYI0250 | 0.95
White ABS 25mm 90o elbow | WHTGOI0250 | 1.21
White ABS 25mm end cap | WHTCAI0250 | 1.09
White ABS 25mm equal tee | WHTTII0250 | 1.14
White 25mm pipe clip | WHTPCR0250 | 0.98
AirSense Stratos
Stratos Micra Detectors
Description | Part No | Price
Stratos Micra 25 detector | AS-30671 | 1769.56
Stratos Micra 25 detector c/w relay input card | AS-30760 | 1955
Stratos Micra 100 detector | AS-30672 | 2410.43
Stratos Micra 100 detector c/w relay input card | AS-30764 | 2595.85
Stratos Micra replacement filter | AS-30755 | 32.45
Stratos HSSD 2 Detectors
Description | Part No | Price
Stratos HSSD 2 detector - ABS enclosure | AS-30621 | 3377.11
Stratos HSSD 2 detector with Command Module - ABS enclosure | AS-30620 | 4986.45
Stratos HSSD 2 detector - Steel enclosure | AS-30706 | 3296.11
Stratos HSSD 2 detector with Command Module - Steel enclosure | AS-30707 | 4903.63
Stratos HSSD 2 replacement filter | AS-30699 | 40.92
Stratos Aspirating System Pipework 3/4" (27mm)
Description | Part No | Price
Red ABS 3/4” sampling pipe - 3m lengths | REDCLE0250 | 6.96
Red ABS 3/4” socket | REDMAP0250 | 0.57
Red ABS 3/4” union | REDBOP0250 | 3.16
Red ABS 3/4” 90o bend | REDCUP0250 | 3.08
Red ABS 3/4” 45o elbow | REDGYP0250 | 0.76
Red ABS 3/4” end cap | REDCAP0250 | 1.07
Red ABS 3/4” equal tee | REDTIP0250 | 0.98
ABS solvent cement 250ml | ACCREM0250 | 14.11
3/4” red capillary kit with flush air sample point | REDCKP025F | 15.32
Sampling point label (roll of 100) | REDLAB001 | 14.05
AICO RESIDENTIAL DETECTORS & ACCESSORIES
3000 Series, Mains Powered With 10yr Lithium Battery Backup
Description | Part No | Price
Optical alarm | EI-3016 | 87
Heat alarm | EI-3014 | 90.59
Multi-alarm (combined optical & heat sensors) | EI-3024 | 113.47
Heat & CO alarm | EI-3028 | 149.54
CO alarm | EI-3018 | 114.27
SmartLINK module | EI-3000MRF | 99.83
140RC Series, Mains Powered With 9v Alkaline Battery Backup
Description | Part No | Price
Optical alarm | EI-146RC | 47.32
Heat alarm | EI-144RC | 60.55
RadioLINK base | EI-168RC | 93.45
RadioLINK Battery Powered Detectors (RadioLINK module built in)
Description | Part No | Price
Optical alarm with 10yr lithium battery | EI-650RF | 171.77
Heat alarm with 10yr lithium battery | EI-603RF | 174.97
SmartLINK Gateway
Description | Part No | Price
SmartLINK Gateway remote management for RadioLINK and SmartLINK products | EI-1000G | 291.05
RadioLINK Accessories
Description | Part No | Price
Fire/CO alarm interface | EI-414 | 300.98
Relay module, volt free contacts. | EI-428 | 117.43
Alarm controller (test, locate & silence) | EI-450 | 101.77
RadioLINK manual call point | EI-407 | 69.64
Hard wired relay module with battery backup | EI-128RBU | 85.73
Strobe light, mains powered, clear lens | SAB300C | 62.3
High output sounder, mains powered | YO3 | 128.84
LINEAR HEAT & WATER DETECTION
Signaline Heat Detection
Signaline Heat Fixed Temperature
Description | Part No | Price Per Metre
Signaline FT-68 fixed temp. 68°C | CSSIGFT001 | 5.33
Signaline FT-88 fixed temp. 88°C | CSSIGFT002 | 5.33
Signaline FT-105 fixed temp. 105°C | CSSIGFT003 | 5.33
Signaline FT-68-R fixed temp. 68°C resistant Nylon coated | CSSIGFT005 | 6.19
Signaline FT-105-R fixed temp. 105°C resistant Nylon coated | CSSIGFT007 | 6.19
Signaline Heat High Temperature
Description | Part No | Price Per Metre
Signaline FT-185-R fixed temp. 185°C | CSSIGFT004 | 8.44
Signaline FT-230-X fixed temp. 230oC | CSSIGFT010 | 9.12
Signaline LocatorPlus
Description | Part No | Price
Signaline LocatorPlus | CSSIGLP001 | 852.6
Signaline Heat Clips & Extras
Description | Part No | Price
Signaline universal connector box | CSSIGUC001 | 87.54
T Clip (pack of 100) | CCTCLIP001 | 125.04
P Clip 316 stainless steel M6 (pack of 100) | CCPCLIP002 | 187.55
J Clip inc sleeve and cable tie (pack of 100) | CCJCLIP001 | 359.48
A Clip including cable tie (pack of 100) | CCACLIP001 | 115.73
Edge Clip 3-8mm c/w Neoprene sleeve & cable tie (pack of 100) | CCEDGEC001 | 338.1
K Clip (pack of 100) use with Signaline HD only | CCKCLIP001 | 78.15
New Signaline FT-EN Linear Heat Detection
Description | Part No | Price
SLP-002 Signaline LocatorPlus-EN alarm location and interface module | CSSIGLP002 | 876.12
Signaline FT-78-EN Non-resettable Linear heat detector 78°C | CSSIGFTE01 | 5.09
Signaline FT-88-EN Non-Resettable Linear Heat Detector 88°C | CSSIGFTE02 | 5.09
Signaline FT-EOL-EN Two Zone End of Line with test switches | CSSIGEL003 | 249.9
Signaline Water Detection
Signaline Water Detection Control Panels
Description | Part No | Price
2 zone water detection control panel | ESWD-2 | 247.04
4 zone water detection control panel | ESWD-4 | 276.11
Recessing bezel | FMK-ECL | 60.73
Signaline Water Detection Cable
Description | Part No | Price
Signaline WDM-KM monitor c/w EOL plug | CSSIGWC002 | 332.22
Water leak detection cable 3.75m | CSSIGWD001 | 147.35
Water leak detection cable 7.5m | CSSIGWD002 | 218.38
Water leak detection cable 15m | CSSIGWD003 | 501.05
Water leak detection cable 30m | CSSIGWD004 | 554.61
Nylon P clip (bag of 100pcs) | CCPCLIP008 | 78.15
10m terminated non sensing cable | CSSIGWA001 | 156.3
Signaline WIB, water interface box | CSSIGWB001 | 97.69
HAZARDOUS AREA EQUIPMENT
Intrinsically Safe Equipment
Detectors (Apollo Orbis)
Description | Part No | Price
I.S optical smoke detector | ORB-OP-52027 | 114.71
I.S multisensor | ORB-OH-53027 | 138.47
I.S A1R heat detector | ORB-HT-51145 | 97.4
I.S detector base | ORB-MB-50018 | 12.74
Manual Call Points
Description | Part No | Price
I.S red indoor call point, surface, 470Ω | MCP1A-R-470-SR-IS | 19.55
I.S red waterproof call point, 470Ω | WCP1A-R-470-IS | 124.31
Sounders & Visual Indicators
Description | Part No | Price
Intrinsically safe Minialarm sounder, red | IS-MA1 | 290.18
Intrinsically safe Minialite beacon, red lens | IS-MB1 | 323.34
Intrinsically safe Minialert sounder/beacon, red | IS-MC1 | 497.27
Barriers
Description | Part No | Price
Isolating barrier for detection zones, 2 channel | MTL5561 | 627.88
Solenoid alarm driver for sounder circuits, 45mA | MTL5525 | 341.6
Shunt diode safety barrier | MTL7728+ | 185.37
Mounting cabinet for up to 4 barriers | MTLDX070 | 244.58
Apollo XP95 Addressable Detectors
Description | Part No | Price
I.S. optical smoke detector | 55000-640 | 232.5
I.S. heat detector | 55000-440 | 232.5
I.S. detector base | 45681-215 | 15.49
Flameproof Equipment
Call Points & Push Buttons
Description | Part No | Price
Exd Break glass call point | BEXCP3A-BG | 282.74
Exd Push button call point | BEXCP3A-PB | 415.75
Audio Visual Alarms
Description | Part No | Price
Exd sounder, 24vdc | BEXS110D | 1155.38
Exd beacon, 24vdc, 5J, red lens | BEXBG05D | 1014.64
Exd omnidirectional horn & strobe, red, red lens | BEXDCS11005DR | 1971.72
Talentum Flame Detectors
Talentum IR & UV Flame Detectors
Description | Part No | Price
IR2 Dual IR | TAL16581 | 2270.11
IR2 Dual IR, intrinsically safe | TAL16571 | 2397.64
IR2 Dual IR flameproof (Exd) | TAL16511 | 2522
IR3 Triple IR | TAL16589 | 2569.82
IR3 Triple IR, intrinsically safe | TAL16579 | 2595.34
IR3 Triple IR flameproof (Exd) | TAL16519 | 2936.48
IR3 Triple IR flameproof (Exd) high temperature | TAL16219 | 3398.8
UV/IR2 UV & Dual IR | TAL16591 | 2649.53
UV/IR2 UV & Dual IR high temperature | TAL16291 | 2942.87
Adjustable mounting bracket | TAL07127 | 172.18
Stainless steel weather shield | TAL12545 | 251.88
Micropack Flame Detection
FDS303 – Multi Spectrum IR Flame Detector - 5 year warranty
Description | Part No | Price
IR3, Aluminium, 2xM25, FM, ATEX, IECEx, SIL 2, EN54-10, FM3260 | 2200-0021-1 | 2210.85
IR3, Aluminium, 2x3/4 NPT, FM, ATEX, IECEx, SIL 2, EN54-10, FM3260 | 2200-0021-5 | 2399.67
IR3, 316 SS, 2xM25, FM, ATEX, IECEx, SIL 2, EN54-10, FM3260 | 2200-0021-9 | 2542.86
IR3, 316 SS, 2x3/4” NPT, FM, ATEX, IECEx, SIL 2, EN54-10, FM3260 | 2200-0021-13 | 2672.67
FDS301 Intelligent Visual Flame Detector – Live CCTV Video - 3 year warranty
Description | Part No | Price
iVFD, Aluminium, 2xM25, FM, ATEX, IECEx, SIL 2, EN54-10, FM3260 | 2200-0023-1 | 6361.04
iVFD, Aluminium, 2x3/4”NPT, FM, ATEX, IECEx, SIL 2, EN54-10, FM3260 | 2200-0023-5 | 6361.04
FDS300 Intelligent Visual Flame Detector – No Video - 3 year warranty
Description | Part No | Price
iVFD, Aluminium, 2xM25, FM, ATEX, IECEx, FM3260 | 2200-0030-1 | 3997.4
iVFD, Aluminium, 2x3/4”NPT, FM, ATEX, IECEx, FM3260 | 2200-0030-5 | 3997.4
Accessories
Description | Part No | Price
FS301 flame simulator, test case and charger | 2200-0700 | 6402.6
Detector sealing kit - metric (gland seals and O ring set) | 2200-0026 | 135.06
Flame simulator charger (spare) | 2200-0501 | 363.64
FDS Series sunshield | 3100-0020 | 436.8
SERVICING EQUIPMENT
SOLO Detector Test Equipment
Solo Test Cans
Description | Part No | Price
Smoke test can, 250ml (flammable) for use with SOLO330 dispenser | SOLO-A5 | 25.09
Smoke test can, 250ml (HFC free, non-flammable) for use with SOLO330 dispenser | SOLO-A10S | 84.43
CO test can, 250ml for use with SOLO330 dispenser | SOLO-C3 | 37.87
Hand held detector test can, 150ml | SMOKESABRE | 23.18
Solo Poles & Accessories
Description | Part No | Price
Smoke & CO test can dispenser | SOLO330 | 276.67
4 section telescopic pole, 4.5 metres | SOLO100 | 524.97
2 section telescopic pole, 2.5 metres | SOLO108 | 264.79
Extension pole, 1.13 metres | SOLO101 | 154.39
Universal detector removal tool | SOLO200 | 318.27
Protective storage bag (includes pole bag) | SOLO610 | 206.38
Solo Cordless Heat Detector Tester
Description | Part No | Price
Cordless heat detector test kit | SOLO461 | 1163.62
Cordless heat detector head unit only | SOLO460 | 701.02
Battery baton | SOLO770 | 210.4
220/240v mains & car charger | SOLO727 | 188.85
Solo 365 Smoke Detector Test Equipment
Description | Part No | Price
SOLO365 smoke detector tester set | SOLO365 | 1070.89
SOLO365 smoke cartridge | SOLO-ES3 | 48.29
SOLO365 spare battery pack | SOLO370 | 257.9
SOLO365 spare smoke generator | SOLO371 | 356.47
SOLO365 ASD system testing adaptor | SOLO372 | 151.35
SOLO 365 Detector Test Kits
Description | Part No | Price
| SOLO908 | 1417.63
| SOLO909 | 1724.06
| SOLO911 | 2275.88
| SOLO900 | 2664.4
SOLO Detector Test Kits
Description | Part No | Price
| SOLO808 | 561.37
| SOLO810 | 402.03
| SOLO812 | 1582.12
| SOLO814 | 2048.24
| SOLO822 | 2459.67
| SOLO823 | 2633.36
TESTIFIRE Detector Test Equipment
Testifire All-In-One Detector Tester ‘Heads Sets’
Description | Part No | Price
Testifire smoke & heat set | TESTIFIRE1001 | 1854.81
Testifire smoke, heat & CO set | TESTIFIRE2001 | 2201.69
Testifire All-In-One Detector Tester (Head Only)
Description | Part No | Price
Testifire smoke & heat head unit only | TESTIFIRE1000 | 1527.24
Testifire smoke heat & CO head unit only | TESTIFIRE2000 | 1990.09
Testifire Replacement Capsules
Description | Part No | Price
Testifire smoke capsule, 3 pack | TS3-3PACK | 237.74
Testifire smoke capsule, 6 pack | TS3-6PACK | 458.49
Testifire CO capsule, 6 pack | TC3-6PACK | 479.47
Testifire All-In-One Detector Tester Kits
Description | Part No | Price
Testifire smoke & heat kit | TESTIFIRE9001 | 3345.43
Testifire smoke, heat & CO kit | TESTIFIRE9201 | 3538.98
Urban Test Kits
Description | Part No | Price
SOLO Urban Kit Backpack & Poles to 5M | SOLO613 | 1368.83
Urban Testifire Smoke/Heat Test Kit to 5M | URBAN1001-1 | 3166.56
Urban Testifire Smoke/Heat/CO Test Kit to 5M | URBAN2001-1 | 3539.12
Urban SOLO365 Smoke Test Kit to 5M | URBAN365 | 2372.63
Urban Kit Pole Bag | SOLO612 | 41.05
SCORPION Detector Test Equipment
Scorpion Tester Equipment
Description | Part No | Price
Scorpion point detector test head | SCORP1001 | 483.31
Scorpion ASD head unit kit | SCORP2001 | 455.94
Scorpion wall mounted control panel | SCORP8000 | 891.08
Scorpion access point | SCORP25 | 120.39
Scorpion engineers portable controller | SCORP7000 | 1444.44
CALL POINTS
MCP Call Points
Red Indoor Models
Description | Part No | Price
470Ω resistor/short circuit - front only | MCP1A-R-470 | 8.91
Twin Wire call point - front only | MCP1B-R-TW | 11.55
Call point back box for above | MCPBB-R | 1.96
Resettable call point 470Ω c/w back box | MCP1A-R-470-SR-R | 12.46
470Ω resistor/short circuit with LED c/w back box | MCP2A-R-470-SR | 17.62
Universal transparent hinged cover | PS200 | 3.95
Other Colour Indoor Models, Single Pole - c/w Back Box
Description | Part No | Price
Yellow, 470Ω/short cct. EXTINGUISHANT RELEASE | MCP1A-Y-470-SY | 21.45
Yellow, NO/NC. NO FUNCTION MARKING | MCP3A-Y-SY | 19.11
Green, NO/NC. EMERGENCY DOOR RELEASE | MCP3A-G-SG | 19.11
White, NO/NC. NO FUNCTION MARKING | MCP3A-W-SW | 18.13
Blue, NO/NC. BOMB ALARM | MCP3A-B-SB | 19.11
Other Colour Indoor Models, Double Pole - c/w Back Box
Description | Part No | Price
Yellow, NO/NC. NO FUNCTION MARKING | MCP4A-Y-SY | 42.01
Green, NO/NC. EMERGENCY DOOR RELEASE | MCP4A-G-SG | 43.68
White, NO/NC. NO FUNCTION MARKING | MCP4A-W-SW | 45.01
Blue, NO/NC. BOMB ALARM | MCP4A-B-SB | 43.69
Waterproof Models - IP67
Description | Part No | Price
Red, 470Ω/short cct. EURO FLAME LEGEND | WCP1A-R-470 | 84.01
Twin Wire call point. EURO FLAME LEGEND | WCP1B-R-TW | 85.78
Red, NO/NC. EURO FLAME LEGEND | WCP3A-R | 81.43
Yellow, NO/NC. NO FUNCTION MARKING | WCP3A-Y | 97.32
Green, NO/NC. EMERGENCY DOOR RELEASE | WCP3A-G | 97.32
White, NO/NC. NO FUNCTION MARKING | WCP3A-W | 89.52
Blue, NO/NC. BOMB ALARM | WCP3A-B | 97.32
Key Operated Call Points
2 Position, Single Pole - Key Removable In Both Positions
Description | Part No | Price
Red, FIRE (EURO HOUSE FLAME) | WRK20S01-SR | 33.09
Green, EMERGENCY DOOR RELEASE | WGK20S12-SG | 31.55
Yellow, NO FUNCTION MARKING | WYK20S11-SY | 31.55
White, NO FUNCTION MARKING | WWK20S11-SW | 31.55
Blue, NO FUNCTION MARKING | WBK20S11-SB | 31.55
Orange, NO FUNCTION MARKING | WAK20S11-SA | 39.79
2 Position, Single Pole - Key Trapped In Position 1
Description | Part No | Price
Red, FIRE (EURO HOUSE FLAME) | WRK21S01-SR | 31.2
Green, EMERGENCY DOOR RELEASE | WGK21S12-SG | 31.55
Yellow, NO FUNCTION MARKING | WYK21S11-SY | 31.55
White, NO FUNCTION MARKING | WWK21S11-SW | 31.55
Blue, NO FUNCTION MARKING | WBK21S11-SB | 31.55
KAC Call Point Accessories
Description | Part No | Price
Universal transparent hinged cover | PS200 | 3.95
Call point back box, red | MCPBB-R | 1.96
Pack of 5 breakable seals for PS200 covers | M357 | 25.44
Frangible element, glass replacement | PS210 | 1.28
Pack of 5 replacement glasses | KG1 | 5.23
Pack of 10 universal test keys | K-TK | 5.23
KAC call point conversion kit, black bezel | TB16 | 18.87
Pack of 6 spare keys for 2 Position key switch call points | SC086 | 28.77
Pack of 6 spare keys for 3 Position key switch call points | SC087 | 28.77
STI Resettable Call Points
Red Indoor Models
Description | Part No | Price
Red, EURO FLAME LEGEND | RP-RD2-01 | 16.49
Twin Wire call point. EURO FLAME LEGEND | RP-RD2-TW | 18.85
Indoor Models - Type ‘11’
Description | Part No | Price
Red with Euro flame legend | RP-RD2-11 | 26.91
Yellow, supplied with std function label set | RP-YD2-11 | 26.42
Green with running man legend | RP-GD2-11 | 26.42
White, supplied with std function label set | RP-WD2-11 | 26.42
Blue, supplied with std function label set | RP-BD2-11 | 26.42
Orange, supplied with std function label set | RP-OD2-11 | 26.42
Waterproof Models
Description | Part No | Price
Red, EURO FLAME LEGEND | WRP2-R-01 | 75.67
Twin Wire call point. EURO FLAME LEGEND | WRP2-R-TW | 81.29
Resettable Call Point Accessories
Description | Part No | Price
Clear integral hinged cover | CI | 4.58
Spare reset key, pack of 10 | RP-K-10 | 9.5
Fulleon Call Points
Universal Call Point - CXL
Description | Part No | Price
Red, Indoor, EURO FLAME LEGEND | CXL-U-R-BB | 10.71
Red, Waterproof - IP67, EURO FLAME LEGEND | CXL-U-R-WP | 48.44
Pack of 10 clear hinged covers | CX-PC | 33.75
Pack of 10 spare test/reset keys | CX-UK | 5.33
Pack of 10 spare glasses | CX-SG | 8.87
Euro Stopper Call Point Covers
Description | Part No | Price
Euro Stopper Multi Kit flush mount | STI15010ML | 42.76
Euro Stopper Multi Kit surface mount | STI15C10ML | 58.32
Euro Stopper Multi Kit + sounder, flush mount | STI15020ML | 93.41
Euro Stopper Multi Kit + sounder, surface mount | STI15C20ML | 107.36
Universal Stopper Call Point Covers
Description | Part No | Price
Universal Stopper, flush, red, FIRE | STI13010-FR | 54.63
Universal Stopper with sounder, flush, red, FIRE | STI13020-FR | 103.77
Universal Stopper, surface, red, FIRE | STI13110-FR | 69.29
Universal Stopper with sounder, surface, red, FIRE | STI13120-FR | 118.35
Low profile Univ Stopper, flush, red, FIRE | STI14010-FR | 58.83
Low profile Univ Stopper, surface, red, FIRE | STI14110-FR | 72.55
Low profile Univ Stopper + sndr, flush, red, FIRE | STI14020-FR | 111.74
Low profile Univ Stopper + sndr, surface, red, FIRE | STI14120-FR | 127.45
Enviro Stopper Waterproof Call Point Covers
Description | Part No | Price
Enviro Stopper, red with fire label | STI13610-FR | 175.11
Enviro Stopper + sounder, red with fire label | STI13620-FR | 239.72
EN54-23 APPROVED VISUAL ALARM DEVICES
Fulleon Visual Alarm Devices (EN54-23 Approved)
SQG3 Base Sounder VAD
Description | Part No | Price
SQG3 base/platform sounder VAD - Open Class | SQG3-23 | 64.97
Pack of 5 blanking covers, white | SQG3-CVR-W | 9.67
Solista LX Wall Mounted VADs
Description | Part No | Price
Red, red flash, shallow base, IP33C - W-2.4-7.5 | SOL-LX-W-RF-R-S | 49.63
Red, red flash, deep base, IP65 - W-2.4-7.5 | SOL-LX-W-RF-R-D | 49.63
Red, red flash, U base, IP65 - W-2.4-7.5 | SOL-LX-W-RF-R-U | 48.7
White, red flash, shallow base, IP33C- W-2.4-7.5 | SOL-LX-W-RF-W-S | 48.7
White, red flash, deep base, IP65 - W-2.4-7.5 | SOL-LX-W-RF-W-D | 48.7
White, red flash, U base, IP65 - W-2.4-7.5 | SOL-LX-W-RF-W-U | 51.14
Solista LX Ceiling Mounted VADs
Description | Part No | Price
White, red flash, shallow base, IP33C - C-3-7.5 | SOL-LX-C-RF-W-S | 49.63
White, red flash, deep base, IP65 - C-3-7.5 | SOL-LX-C-RF-W-D | 49.63
Fulleon Combined Sounder/Visual Alarm Devices (EN54-23 Approved)
ROLP LX VAD Bases For Use With Roshni Sounders (Sold Separately)
Description | Part No | Price
Red unit, red flash - W-2.4-7.5 | ROBASE-LX-W-RF-R | 49.79
White unit, red flash - W-2.4-7.5 | ROBASE-LX-W-RF-W | 49.79
Symphoni LX VAD Bases For Use With Symphoni Sounders (Sold Separately)
Description | Part No | Price
Red unit, red flash - W-2.4-7.5 | SYBASE-LX-W-RF-R | 48.83
White unit, red flash - W-2.4-7.5 | SYBASE-LX-W-RF-W | 51.27
C-TEC Visual Alarm Devices (EN54-23 Approved)
ActiV Base Sounder VADs
Description | Part No | Price
Base/platform sounder VAD, IP21C - C-3-8.5 | BF456C-CC-W | 65.82
Base/platform corridor sounder VAD, IP21C - O-R-3-2.5-17 | BF432C-CC-W | 59.78
White blanking cap for stand alone use | BF330CTLIDW | 4.44
Red blanking cap for stand alone use | BF330CTLIDR | 4.44
ActiV High Output Wall Mounted Sounder VADs
Description | Part No | Price
Red, white flash, shallow base, IP21C - W-2.75-9 | BF433C-CC-SR | 68.08
Red, white flash, deep base, IP33C - W-2.75-9 | BF433C-CC-DR | 70.6
Red, white flash, deep base, IP55C - W-2.75-9 | BF433C-CC-DR-65 | 101.18
SOUNDERS & BEACONS
Fulleon Electronic Sounders
Squashni Base/Platform Sounders
Description | Part No | Price
Squashni sounder, std white | SQ-03-W | 25.48
Blanking cover, std white | SQ-CVR-W | 2.08
Roshni Wall Mounted Sounder
Description | Part No | Price
Roshni sounder, red, c/w deep base | ROLP-R-D | 21.5
Symphony Wall Mounted Sounders
Description | Part No | Price
Red, low current. 100dB(A) - tone 3, 5mA | SY-R | 36.43
Red, high O/P. Up to 120dB(A), 240mA | SYHO-R | 91.52
Red, high O/P, waterproof. Up to 120dB(A), 240mA | SYHO-R-WP | 130.78
Askari Compact Sounders
Description | Part No | Price
Red sounder, front only | AC-03-R | 21.42
White sounder, front only | AC-03-W | 21.42
Red back box | AC-BOX-R | 4.32
White back box | AC-BOX-W | 3.22
Fulleon Bells
Motorised Centrifugal Bells
Description | Part No | Price
6” bell, red, 93-95dB(A), 25mA | CFB6D-24 | 25.17
Electronic Solenoid Bells
Description | Part No | Price
Red, 24vdc, 93-95dB(A), 30mA | FB024 | 34.27
Red, 24vdc, weatherproof, 93-95dB(A), 30mA | FB024-WP | 42.41
Red, 230vac, 93-95dB(A), 25mA | FB240-R | 42.41
Red, 230vac, weatherproof, 93-95dB(A), 25mA | FB240-R-WP | 59.36
Fulleon Visual Indicators
Solista Low Current LED Visual Indicator - Base Sold Separately
Description | Part No | Price
Red LED beacon, no base | SOL-RL-R | 35.41
Solex Xenon Visual Indicator - Base Sold Separately
Description | Part No | Price
Red lens xenon beacon, no base | SO-R-3C | 31.41
Amber lens xenon beacon, no base | SO-A-3C | 35.74
Fulleon Combined Sounder/Visual Indicators
SQG3-VID Base/Platform Sounder/Low Current LED Visual Indicator
Description | Part No | Price
Sounder/LED beacon, white, red flash | SQG3-VID | 75.82
Pack of 5 white blanking covers for SQG3 | SQG3-CVR-W | 9.67
Roshni SB & Flashni Sounder/Visual Indicator
Description | Part No | Price
Roshni SB red sndr/LED beacon, deep base, 21mA | ROLPSB-RL-R-D | 58.81
Flashni red sndr/xenon beacon, deep base, 68mA | FL-RL-R-D | 71.37
Fulleon Bases
Range of Bases for Fulleon Sounders & Visual Indicators
Description | Part No | Price
Red shallow base | SBASE-R | 2.73
White shallow base | SBASE-W | 2.78
Red deep base (IP65) | DBASE-R | 2.93
White deep base (IP65) | DBASE-W | 2.78
Red ‘U’ base (IP65) | UBASE-R | 2.84
White ‘U’ base (IP65) | UBASE-W | 3.55
Red mains conversion base | MAINSBASE-R | 18.12
White mains conversion base | MAINSBASE-W | 18.54
Protective Cages For Sounders, Beacons & Bells
Description | Part No | Price
149mm Di x 127mm D, medium | STI9617 | 38.78
198mm Di x 152mm D, large | STI9614 | 46.3
210mm Di x 108mm D. For up to 8” bell | STI9602 | 38.25
Cranford Controls Electronic Sounders & Beacons
Description | Part No | Price
VSO base/platform sounder, white | CC-507-001 | 23.01
VTG wall sounder, red, deep base | CC-510-019 | 24.11
VTB sounder/beacon, red body, red lens, shallow base | CC-511-095L | 51.15
VTB sounder/beacon, red body, red lens, deep base | CC-511-097L | 51.43
VTB sounder/beacon red c/w 30 min time out | CC-511-090L | 73.03
Klaxon Sonos Electronic Sounders & Beacons
Description | Part No | Price
Sonos sounder, red, deep base | PSS-0020 | 24.99
Sonos sounder/LED beacon, red lens, red shallow base | PSC-0047 | 46.44
Sonos sounder/LED beacon, red lens, red deep base | PSC-0042 | 47.22
Vimpex Electronic Sounders
Banshee Excel Base/Platform Sounders
Description | Part No | Price
Vimpex base sounder, white, c/w blanking plate | IDBTS-W | 30.85
Banshee Excel Wall Mounted Sounders
Description | Part No | Price
Red sounder with shallow base | VS-BER-24-S | 26.7
Red sounder with deep base. Waterproof to IP65 | VS-BER-24-D | 28.31
Vimpex Bells
Motorised Bells
Description | Part No | Price
ClamBell 24 V 6” shallow base - red | CBE6-RS-024-EN | 31.54
ClamBell 24 V 6” deep base - red | CBE6-RD-024-EN | 45.55
ClamBell 24 V 6” weatherproof - red | CBE6-RW-024-EN | 56.73
Combined Red 6” bell with visual alarm device | SNV0004 | 135.8
Vimpex Combined Sounder/Beacons
Banshee Excel Lite Low Current Sounder/LED Visual Indicators
Description | Part No | Price
Red with shallow base | VS-BELB-R-RL-S | 66.4
Red with deep base. Waterproof to IP66 | VS-BELB-R-RL-D | 67.68
White with shallow base | VS-BELB-W-RL-S | 66.4
Banshee Excel Lite Sounder/Xenon Visual Indicators
Description | Part No | Price
Red sounder, red lens, shallow base | VS-BEXB-R-RL-S | 60.53
Red sounder, red lens, deep base. IP66 | VS-BEXB-R-RL-D | 61.81
White sounder, red lens, shallow base | VS-BEXB-W-RL-S | 61.15
White sounder, red lens, deep base. IP66 | VS-BEXB-W-RL-D | 62.43
Vimpex FireCryer Voice Sounders
Description | Part No | Price
Red sounder, shallow base | VS-FC3-A-R-0-S | 145.03
Red sounder with LED beacon, shallow base | VS-FC3-A-R-R-S | 182.14
Red sounder with LED beacon, deep base, IP66 | VS-FC3-A-R-R-D | 182.14
White base mounted sounder | VS-FC3-C-W | 131.51
MARINE SYSTEMS
Esento Marine Control Panels
Description | Part No | Price
2 zone | ESEN-2MAR | 370.61
4 zone | ESEN-4MAR | 454.84
8 zone | ESEN-8MAR | 791.76
12 zone | ESEN-12MAR | 993.9
12 zone repeater panel | ESEN-R-12MAR | 377.75
Marine Fire System Devices
Description | Part No | Price
Orbis Marine optical smoke detector | ORB-OP-42001-MAR | 56.01
Orbis Marine multisensor detector | ORB-OH-43001-MAR | 64.16
Orbis Marine A1R heat detector | ORB-HT-41001-MAR | 29.57
Orbis Marine BS heat detector | ORB-HT-41004-MAR | 29.58
Orbis Marine CS heat detector | ORB-HT-41006-MAR | 29.58
Orbis Marine TimeSaver base | ORB-MB-00001-MAR | 7.97
Marine approved indoor call point, red, 470Ω | MCP1A-R-470-SR-R | 12.46
Marine approved waterproof call point, red, 470Ω | WCP1A-R-470-R | 79.01
Marine approved wall sounder, red, shallow base | CC-510-137 | 32.91
Marine approved wall sounder, red, deep base | CC-510-138 | 32.91
Marine approved sounder/beacon, red body, red lens, shallow base | CC-511-144 | 69.9
Marine approved sounder/beacon, red body, red lens, deep base | CC-511-145 | 69.9
AUTOMATIC OPENING VENT CONTROL
Automatic Opening Vent Control Panels
Multi Zone AOV Control Panels
Description | Part No | Price
Single zone non extendable, 3A PSU | SZAOV-1001 | 390
Single zone non extendable, 3A PSU | MZAOV-1001A | 611
2 zone, extendable to 4, 3A PSU | MZAOV-1001 | 753.92
2 zone, extendable to 4, 5A PSU | MZAOV-1002 | 904.15
2 zone, extendable to 8, 10A PSU | MZAOV-1003 | 1431.34
2 zone extension card | MZAOV-3001 | 208.65
PIR, Rain Sensor & BMS add on card | MZAOV-3002 | 139.1
Smoke Vent Switches
Smoke Vent Manual Call Points (470 Ohm)
Description | Part No | Price
Smoke Vent manual call point, yellow, resettable | MCP1A-Y-AOV | 19.83
Smoke Vent manual call point, orange, resettable | MCP1A-A-AOV | 19.29
Smoke Vent Firemans Switch (3 Position, OPEN - AUTO - CLOSE)
Description | Part No | Price
Smoke Vent Firemans Key Switch, yellow | WYK30S-AOV | 39.97
Smoke Vent Firemans Key Switch, orange | WAK30S-AOV | 44.91
Smoke Vent Rocker Switch (3 Position, OPEN - AUTO - CLOSE)
Description | Part No | Price
Smoke Vent rocker switch, yellow | WY9203-AOV | 41.5
Smoke Vent rocker switch, orange | WA9203-AOV | 42.92
Smoke Vent Accessories
Smoke Vent Rain Sensor & PIR
Description | Part No | Price
Rain sensor | GZ140226 | 328.22
Grade 2 Premier Elite TD (PIR) | AFE-0001 | 22.93
Window Actuators
GEZE Chain Drive Slimchain
Description | Part No | Price
Slimchain 24v DC/300mm/RH/0.9Amp/EV1 silver | GZ147030 | 295.4
Slimchain 24v DC/300mm/LH/1.1Amp/EV1 silver | GZ147035 | 295.4
Slimchain 24v DC/500mm/RH/1.1Amp/EV1 silver | GZ147040 | 327.35
Slimchain 24v DC/500mm/LH/1.1Amp/EV1 silver | GZ147045 | 327.35
Outward opening bracket/black | GZ147062 | 32.82
Inward opening bracket/black | GZ147060 | 32.82
GEZE Chain Drive Powerchain
Description | Part No | Price
Powerchain 24v DC/600mm /1.2Amp/EV1 silver | GZ147080 | 585.09
Powerchain 24v DC/800mm /1.5Amp/EV1 silver | GZ147090 | 585.09
Outward bracket/black | GZ147112 | 40.98
Inward opening bracket/black | GZ147110 | 36.1
GEZE Spindle Drive
Description | Part No | Price
E250NT Linear 24v DC/300mm /0.9Amp/EV1 silver | GZ146661 | 359.84
E250NT Linear 24v DC/500mm /0.9Amp/EV1 silver | GZ146664 | 386.16
E250NT Linear 24v DC/750mm /1.1Amp/EV1 silver | GZ146670 | 447.19
E250NT Linear 24v DC/1000mm /1.1Amp/EV1 silver | GZ146673 | 534.88
Standard console/silver | GZ19032 | 66.05
Swivelling console/silver | GZ116112 | 91.9
GEZE Retractable Arm Drive
Description | Part No | Price
K600T 24v DC/1.4Amp/EV1 silver | GZ130059 | 1394.91
K600G 24v DC/1.4Amp/EV1 silver | GZ130057 | 1394.91
K600F 24v DC/1.4Amp/EV1 silver | GZ130151 | 1394.91
K600 T bracket | GZ130153 | 102.38
K600 R bracket | GZ130154 | 124.72
K600 G bracket | GZ130155 | 125.8
DOOR CONTROL
Magnetic Door Retainers
‘Type 87’ Wall Mounted
Description | Part No | Price
24vdc, 200N, 48mA | DR24-T87-200 | 33.23
24vdc, 500N, 55mA | DR24-T87-500 | 51.64
230vac, 200N, 5mA | DR230-T87-200 | 36.3
‘Type 59’ Wall Mounted
Description | Part No | Price
24vdc, 200N, 48mA | DR24-T59-200 | 37.65
230vac, 200N, 5mA | DR230-T59-200 | 42.67
Door Retainer Accessories
Description | Part No | Price
Floor mounting bracket | DR-FB2 | 13.38
Chain mounting catch plates (PLATES ONLY - NO CHAIN SUPPLIED) | DR-CAP | 28.13
Chain mounting catch plates with protective rubber ‘O’ ring (PLATES ONLY - NO CHAIN SUPPLIED) | DR-CAP-O | 32.84
Chain mounting catch plates (C/W 1 METRE OF CHAIN) | DR-CAP-CHAIN | 52.11
Chain mounting catch plates with protective rubber ‘O’ ring (C/W 1 METRE OF CHAIN) | DR-CAP-O-CHAIN | 54.85
Spare catch plate, low profile, metal style | DRC-P | 12.96
Spare catch plate, adjustable, ABS plastic style | DRC-P-1 | 12.96
Spare catch plate for 500N door retainers, low profile, metal style | DRC-P-2 | 26.5
‘Type 84’ Floor Mounted
Description | Part No | Price
24vdc, 200N, 45mA | DR24-T84-200 | 50.05
24vdc, 500N, 55mA | DR24-T84-500 | 70.95
Decorative Door Retainers
Description | Part No | Price
24vdc, bright chrome, 48mA | DR24-T59-CHROME | 100.98
24vdc, lacquered brass, 48mA | DR24-T59-BRASS | 110.12
24vdc, stainless steel, 48mA | DR24-T59-STAINLESS | 100.98
230vac, bright chrome, 5mA | DR230-T59-CHROME | 119.76
230vac, lacquered brass, 5mA | DR230-T59-BRASS | 120.39
230vac, stainless steel, 5mA | DR230-T59-STAINLESS | 120.54
Chrome surface mounting sleeve | DR-SL-59-C | 26.22
Brass surface mounting sleeve | DR-SL-59-B | 30.5
Stainless steel surface mounting sleeve | DR-SL-59-S | 30.5
Heavy Duty Door Retainers
‘Universal’ Heavy Duty Door Retainers
Description | Part No | Price
500N, 200mm, 43mA | DR24-T79-05200 | 96.41
500N, 300mm, 43mA | DR24-T79-05300 | 97.45
1000N, 200mm, 76mA | DR24-T79-06200 | 121.24
1000N, 300mm, 76mA | DR24-T79-06300 | 125.58
Agrippa Wireless Door Control
Agrippa Wireless Door Control
Description | Part No | Price
Agrippa acoustic wireless door retainer | DR-AGRIPPA | 205.07
Floor mounting bracket for DR-AGRIPPA | DR-AG-FB | 11.83
Agrippa acoustic wireless door closer/hold open unit | DC-AGRIPPA | 503.5
Agrippa vibrating pillow alarm | VPA-AGRIPPA | 426.49
Salamander Wireless Door Control
Salamander Radio Door Control Products
Description | Part No | Price
Salamander Control Panel | SAL-CP-0012 | 445.19
Salamander Door Closer - Right Hand | SAL-DC-0050 | 602.69
Salamander Door Closer - Left Hand | SAL-DC-0051 | 602.69
Salamander Magnetic Door Retainer c/w Keeper Plate | SAL-DR-0013 | 361.62
Salamander Extension Bracket 200mm | SAL-EB-S001 | 68.45
Salamander Extension Bracket 300mm | SAL-EB-S002 | 71.17
Salamander Extension Bracket 500mm | SAL-EB-S003 | 77.98
Salamander Floor Mounting Bracket | SAL-FB-S001 | 23.93
Salamander Signal Booster | SAL-SB-0014 | 314.6
Salamander Zleepsafe Vibrating Pillow Alarm | SAL-ZS-0040 | 482.3
Door Closer/Hold Open Units
Arrow 600 Series - Universal Electro Magnetic Door Closer
Description | Part No | Price
Univ EM door closer, silver finish, power 3 (60Kg) | AR623EM-S-S | 288.54
Univ EM door closer, silver finish, power 4 (80Kg) | AR624EM-S-S | 288.54
Univ EM door closer, brass finish, power 4 (80Kg) | AR624EM-S-B | 312.59
Arrow BM3SE - Electro Magnetic Slide Arm Door Closer
Description | Part No | Price
BM3SE Hold Open version, silver | BM3SEHO-SIL | 303.21
BM3SE Free Swing version, silver | BM3SESF-SIL | 303.21
BM3SE Hold Open version, satin stainless steel | BM3SEHO-SSS | 334.47
BM3SE Free Swing version, satin stainless steel | BM3SESF-SSS | 334.47
Arrow 325 - Universal Door Closer
Description | Part No | Price
Universal door closer, silver finish, variable power | AR325-S-S | 98.47
Arrow BM3S - Fixed Power 3 Slide Arm Door Closer
Description | Part No | Price
BM3S door closer, silver | BM3S-SIL | 106.28
BM3S door closer, satin stainless steel | BM3S-SSS | 111.93
Arrow C24V - Concealed Cam Door Closer
Description | Part No | Price
Concealed cam door closer silver | C24V-SIL | 250.07
Arrow FS14V - Floor Spring Door Closer
Description | Part No | Price
Single action floor spring Non Hold Open | FS14VSANHO-SSS | 343.84
Double action floor spring Non Hold Open | FS14VDANHO-SSS | 312.59
Single action floor spring with Hold Open | FS14VSAHO-SSS | 343.84
Double action floor spring with Hold Open | FS14VDAHO-SSS | 312.59
Geze TS4000E - Universal Electro Magnetic Door Closer
Description | Part No | Price
Geze EM door closer with std V arm, silver | TS4000E | 309.75
Geze EM door closer with Swing Free arm, silver | TS4000EFS | 330.75
‘Briton 996’ Dual Function Fitting
Description | Part No | Price
Application 1, size 3, pull side of door, 71mA | B996-F1 | 332.44
Application 66, size 3, push side of door, 71mA | B996-F66 | 377.39
Exidor 9870 - Universal Electro Magnetic Door Closer
Description | Part No | Price
9870 E-mag, radius cover, silver finish | EX9870R-SV | 308.93
9870 E-mag, radius cover, stainless steel finish | EX9870R-SS | 322.38
9870 E-mag, square cover, silver finish | EX9870S-SV | 290.34
9870 E-mag, square cover, stainless steel finish | EX9870S-SS | 354.25
Guardian 9880 - Care Home Residents Door Closer With Anti Slam Feature
Description | Part No | Price
Guardian door closer, radius cover, silver finish | EX9880R-SV | 385.15
Guardian door closer, radius cover, s/steel finish | EX9880R-SS | 399.38
Guardian door closer, square cover, silver finish | EX9880S-SV | 398.7
Guardian door closer, square cover, s/steel finish | EX9880S-SS | 413.39
Freedor Smartsound Wireless Overhead Door Closer
Description | Part No | Price
Freedor SmartSound | FD2002 | 641.55
Dorgard Wireless Door Holders
Dorgard SmartSound Wire Free Door Holder
Description | Part No | Price
Dorgard SmartSound, black | DORGARD-SS-B | 216.41
Dorgard SmartSound, white | DORGARD-SS-W | 216.41
Dorgard Wire Free Door Holder
Description | Part No | Price
Dorgard door retainer, black | DORGARD-BLK | 228.43
Dorgard door retainer, red | DORGARD-RED | 252.47
Dorgard door retainer, white | DORGARD-WHT | 252.47
Magnetic Door Locks
Mini Series Electro Magnetic Lock
Description | Part No | Price
Single - aluminium | ML600 | 39.94
Double - aluminium | ML600D | 87.88
Adjustable L bracket for 600 range | BK600L | 14.69
Adjustable Z & L bracket for 600 range | BK600ZL | 21.24
Standard Series Electro Magnetic Lock
Description | Part No | Price
Single - aluminium | ML1200 | 81.59
Double - aluminium (monitored) | ML1200DM | 182
Adjustable L bracket for 1200 range | BK1200L | 17.11
Adjustable Z & L bracket for 1200 range | BK1200ZL | 36.09
Power Supplies
Power Supplies, 24vdc
Description | Part No | Price
TRX power supply, 24v dc, 0.7 amp | TRX0.7A-24 | 73.51
TRX power supply, 24v dc, 1.0 amp | TRX1A-24 | 91.89
TRX power supply, 24v dc, 2.5 amp | TRX2.5A-24 | 107.2
Emergency Door Release
Door Release Manual Call Points & Switches
Description | Part No | Price
Green, single pole, break glass | MCP3A-G-SG | 19.11
Green, double pole, break glass | MCP4A-G-SG | 43.68
Green waterproof, single pole, break glass | WCP3A-G | 97.32
Green waterproof, double pole, break glass | WCP4A-G | 131.95
Green, single pole, 2 pos key switch, key removeable in both positions | WGK20S12-SG | 31.55
Green, single pole, 2 pos key switch, key trapped in position 1 | WGK21S12-SG | 31.55
PROTECTIVE COVERS & CAGES
Protective Steel Cages
Cages For Detectors
Description | Part No | Price
175mm Di x 75mm D. For flush cable | STI-9604 | 33.26
180mm Di x 115mm D. For surface cable | STI9605 | 36.76
Cages For Electronic Sounders, Beacons & Bells
Description | Part No | Price
95mm Di x 90mm D, small | STI9615 | 39.65
149mm Di x 127mm D, medium | STI9617 | 38.78
198mm Di x 152mm D, large | STI9614 | 46.3
210mm Di x 108mm D. For up to 8” bell | STI9602 | 38.25
Cages For Emergency Lights
Description | Part No | Price
220mm H x 450mm W x 128mm D | STI9644 | 78.57
160mm H x 460mm W x 150mm D | STI9648 | 257.4
Cages For Beam Detectors
Description | Part No | Price
For FFE Fireray 5000 controller | STI9841 | 38.96
For FFE Fireray 5000 detector head | STI9840 | 27.16
Polycarbonate Covers
Thermostat Protective Covers
Description | Part No | Price
Small thermostat protector, flush mount with frangible lock | STI9102 | 24.29
Medium thermostat protector, flush mount with key lock | STI9105 | 32.79
Large thermostat protector, flush mount with key lock | STI9110 | 39.31
Stopper Alarms
Description | Part No | Price
Exit Stopper emergency exit alarm | STI6400 | 149.76
Fire extinguisher theft Stopper | STI6200 | 68.75
SELF CONTAINED EMERGENCY LIGHTING
LED EMERGENCY BULKHEAD
Description | Part No | Price
LED bulkhead | ELBH-LED-M3 | 25.76
SELF TEST LED EMERGENCY BULKHEAD
Description | Part No | Price
Self test LED bulkhead | B4L-LED-M3 | 48.09
Self adhesive legend kit | B1L-LG | 1.82
EMERGENCY EXIT BOX
Description | Part No | Price
LED exit box | ELEBD-LED-M3 | 45.8
Left/Right legend | ELEBD-LGLR | 9.73
SLIMLINE LED EMERGENCY EXIT BOX
Description | Part No | Price
Slimline LED exit box | ELEBS-LED-M3 | 56.11
LED EMERGENCY HANGING EXIT SIGN
Description | Part No | Price
BE10 LED hanging exit sign, white, arrow down | BE10-LED-M3-W | 66.98
BE10 LED hanging exit sign, chrome, arrow down | BE10-LED-M3-C | 74.43
LED EMERGENCY HANGING EXIT SIGN
Description | Part No | Price
BE3D hanging exit sign | BE3D-LED-M3-W | 64.12
FULLY RECESSED EMERGENCY BLADE EXIT SIGN
Description | Part No | Price
Fully recessed exit blade, 8W, white, arrow down | BE3FR-8W-D-W | 131.85
Fully recessed exit blade, LED, white, arrow down | BE3FR-LED-D-W | 145.3
SURFACE MOUNT OR RECESSED LED EM EXIT SIGN
Description | Part No | Price
Spectrum LED exit sign, surface - c/w legend pack | SPECTRUM-M-1W-LED | 69.85
Spectrum LED exit sign, recessed - c/w legend pack | SPECTRUM-R-1W-LED | 88.17
LED EMERGENCY TWINSPOT - IP65
Description | Part No | Price
Self test LED emergency twin spot | ELTS-LED-D | 105.91
INTERNAL LED EMERGENCY TWINSPOT
Description | Part No | Price
Internal LED emergency twin spot | BT3-LED-D | 59.54
EXTERNAL LED CIRCULAR EMERGENCY AMENITY LIGHT
Description | Part No | Price
B2D external LED circular amenity light | B2D-LED-M3 | 144.27
EXTERNAL LED SQUARE EMERGENCY AMENITY LIGHT
Description | Part No | Price
B2D external LED square amenity light | B2DS-LED-M3 | 161.45
EXTERNAL LED CIRCULAR EMERGENCY AMENITY LIGHT
Description | Part No | Price
BD5D external LED circular amenity light | BD5D-LED-M3 | 94.18
INTERNAL LOW PROFILE LED EM AMENITY LIGHT
Description | Part No | Price
Internal low profile circular amenity light | BD7-LED-M3 | 144.27
LED EMERGENCY DOWNLIGHTER
Description | Part No | Price
BC8 LED emergency downlighter | BC8-2-3W-M3 | 67.27
Hochiki FireScape Lite
Description | Part No | Price
Corridor Luminaire | NFW-SDT-DL2 | 161.17
Open Space Luminaire | NFW-SDT-DL3 | 158.6
High Powered Corridor Luminaire | NFW-SDT-NF89-C | 487.4
High Powered Open Space Luminaire | NFW-SDT-NF89-O | 483.53
20mm Frame - Arrow Right Legend | NFW-SDT-EL20R | 154.74
20mm Frame - Arrow Down Legend | NFW-SDT-EL20D | 154.74
20mm Frame - Arrow Left Legend | NFW-SDT-EL20L | 154.74
20mm Frame - Arrow Up Legend | NFW-SDT-EL20U | 154.74
40mm Frame - Arrow Right Legend | NFW-SDT-EL40R | 167.63
40mm Frame - Arrow Down Legend | NFW-SDT-EL40D | 181.37
40mm Frame - Arrow Left Legend | NFW-SDT-EL40L | 167.63
40mm Frame - Arrow Up Legend | NFW-SDT-EL40U | 167.63

## Flat List
Part No | Description | Price
1LCR608 | Red fire clip, 6-8mm single (pack of 100) | 49.61
1LCR68-2 | Red fire clip, 6-8mm double (pack of 100) | 59.16
1LCR911 | Red fire clip, 9-11mm single (pack of 100) | 49.61
1LCR911-2 | Red fire clip, 9-11mm double (pack of 100) | 59.16
1LCW608 | White fire clip, 6-8mm single (pack of 100) | 49.61
1LCW68-2 | White fire clip, 6-8mm double (pack of 100) | 59.16
1LCW911 | White fire clip, 9-11mm single (pack of 100) | 49.61
1LCW911-2 | White fire clip, 9-11mm double (pack of 100) | 59.16
2200-0021-1 | IR3, Aluminium, 2xM25, FM, ATEX, IECEx, SIL 2, EN54-10, FM3260 | 2210.85
2200-0021-13 | IR3, 316 SS, 2x3/4” NPT, FM, ATEX, IECEx, SIL 2, EN54-10, FM3260 | 2672.67
2200-0021-5 | IR3, Aluminium, 2x3/4 NPT, FM, ATEX, IECEx, SIL 2, EN54-10, FM3260 | 2399.67
2200-0021-9 | IR3, 316 SS, 2xM25, FM, ATEX, IECEx, SIL 2, EN54-10, FM3260 | 2542.86
2200-0023-1 | iVFD, Aluminium, 2xM25, FM, ATEX, IECEx, SIL 2, EN54-10, FM3260 | 6361.04
2200-0023-5 | iVFD, Aluminium, 2x3/4”NPT, FM, ATEX, IECEx, SIL 2, EN54-10, FM3260 | 6361.04
2200-0026 | Detector sealing kit - metric (gland seals and O ring set) | 135.06
2200-0030-1 | iVFD, Aluminium, 2xM25, FM, ATEX, IECEx, FM3260 | 3997.4
2200-0030-5 | iVFD, Aluminium, 2x3/4”NPT, FM, ATEX, IECEx, FM3260 | 3997.4
2200-0501 | Flame simulator charger (spare) | 363.64
2200-0700 | FS301 flame simulator, test case and charger | 6402.6
29600-399 | Spare Xpert address card (red) | 1.25
29600-413 | Spare Xpert address card (white) | 1.25
3100-0020 | FDS Series sunshield | 436.8
3SCH1-6LM4 | NiCd 3*1.6Ah Htemp SubCcell Leads & Molex Plug Sty4 | 9.74
41CPE104 | Expander box 1- 4 loop for 41CPE118 with PSU (1 loop included) | 1090.61
41CPE112 | LogiFire panel 1-2 loops (1 loop included) | 977.28
41CPE118 | LogiFire panel 1-4 loops (1 loop card included) | 2017.22
41CPR100 | Repeater panel for LogiFire | 767.88
41ECB000 | RS485 network card for 41CPE112 and 41CPE118 LogiFire panels | 205.03
41ECL022 | 1 loop expansion card for LogiFire Easy 41CPE112 | 224
41ECL120 | 1 loop expansion card for LogiFire 41CPE118 | 340.64
41IOM022XL | Module 2 inputs + 2 relays with isolator (big box) | 92.3
41KPR101 | Desk mount kit for 41CPR100 | 179.33
41KPR102 | Flush mounting kit for 41CPR100 | 133.97
41PAM000 | Addressable manual call point with isolator | 49
41RBX020 | Standard addressable base | 4.53
41RCS100 | Addressable heat detector with isolator | 46.29
41RFU100 | Addressable optical smoke detector with isolator | 49.51
41RML100 | Addressable multisensor detector with isolator | 57.69
41SAB100 | Loop powered sounder base | 62.46
41SAI000 | Loop powered wall sounder | 56.74
41SCB100 | Loop powered sounder base/strobe | 68.92
41SCI000 | Loop powered sounder/beacon vad en54-23 | 82.54
41SPG000EN | Programming device for addressable devices | 292.34
44251-176 | Pack of 10 spare reset keys | 9.25
44251-189 | Hinged transparent cover | 3.14
45681-200 | Standard detector base | 4.45
45681-201 | Detector base with schottky diode | 4.7
45681-204 | Conduit box | 5.33
45681-206 | Twin Wire detector base | 14.74
45681-210 | Detector base c/w Xpert address card | 4.7
45681-211 | Base for stand alone short circuit isolator | 4.45
45681-215 | I.S. detector base | 15.49
45681-217 | Deckhead mounting box | 19.74
45681-218 | Deckhead mounting box accessory kit | 6.61
45681-242 | Low power relay base | 26.4
45681-244 | AlarmSense base | 5.89
45681-245 | Detector base with 24v relay | 28.45
45681-276 | Ancillary sounder base (non addressable) | 45.1
45681-277 | Integrated sounder base with isolator | 50.69
45681-278 | Integrated sounder base | 49.36
45681-284 | Detector base with short circuit isolator | 15.36
45681-292 | White blanking cover for above units | 4.03
45681-293 | Red blanking cover for above units | 4.03
45681-294 | Locking white cap | 3.54
45681-309 | Ceiling tile mounting box for detectors | 10.58
45681-310 | Ceiling tile mounting box for sounders | 10.58
45681-330 | Integrated sounder/beacon base with isolator | 81.3
45681-331 | Integrated sounder/beacon base | 77.32
45681-333 | Integrated beacon base with isolator | 49.5
45681-393 | Discovery sounder/beacon base with isolator | 84.8
45681-508 | Detector base with 12v relay | 11.86
45681-509 | AlarmSense sounder beacon base | 45.88
45681-510 | AlarmSense sounder base | 31.16
45681-700 | Discovery EN54-23 sndr/VAD base with isolator | 135.01
45681-702 | Integrated sounder base with isolator, Discovery | 64.39
45681-705 | Integrated sounder/VAD base with isolator, Cat O | 139.03
45681-709 | Integrated VAD base with isolator, Cat O | 97.22
45682-800 | Spare Xpert address card (pack of 25) | 9.75
48BFC002 | Conventional beam detector 5-50m with reflector | 673.1
48BFC003 | Conventional beam detector 50-100m with reflector | 848.95
48FPT100 | Remote indicator | 9.97
53541-170 | 300 - 750mm duct sampling tube | 14.82
53541-171 | 750 - 1500mm duct sampling tube | 29.67
53546-021 | S65 duct kit c/w 360mm tube (diode base) | 103.84
53546-022 | XP95 duct kit c/w 360mm tube (XP95 base) | 104.83
53546-023 | Orbis duct kit c/w 360mm tube (diode base) | 104.85
53832-070 | MiniDisc remote indicator | 6.99
55000-001 | Red sounder, IP65, with isolator | 62.74
55000-005 | Sounder/beacon, red lens, IP65, with isolator | 94.95
55000-009 | Beacon, red lens. IP65, with isolator | 60.42
55000-017 | AlarmSense open area sounder beacon - red | 67.03
55000-018 | AlarmSense open area sounder - red | 54.11
55000-022 | Intelligent UV flame detector | 602.86
55000-024 | Intelligent IR3 flame detector | 1055.62
55000-025 | UV flame detector, base mounted | 513.03
55000-122 | A1R combined heat detector, 57oC | 18.82
55000-127 | BR combined heat detector, 75oC | 19.76
55000-132 | CR combined heat detector, 90oC | 20.23
55000-137 | CS fixed temperature heat detector, 90oC | 19.5
55000-182 | DIN rail sounder control interface (5 amp) XP95 | 138.4
55000-190 | AlarmSense A1R heat detector (standard) | 17.22
55000-193 | AlarmSense CS heat detector (high temp) | 17.46
55000-196 | AlarmSense A1R heat detector and sounder base | 54.29
55000-197 | AlarmSense CS heat detector and sounder base | 54.31
55000-198 | AlarmSense A1R heat detector and sounder beacon base | 64
55000-199 | AlarmSense CS heat detector and sounder beacon base | 66.58
55000-274 | Red waterproof sounder, IP66 | 184.21
55000-278 | Red sounder | 89.47
55000-293 | Red sounder/beacon with isolator | 130.1
55000-296 | Red waterproof sndr/beacon, IP66 | 219.13
55000-298 | Red waterproof sndr/beacon, IP66 with isolator | 217.02
55000-317 | Optical smoke detector | 29.63
55000-390 | AlarmSense optical smoke detector | 27.14
55000-391 | AlarmSense integrating optical smoke detector | 31.01
55000-392 | AlarmSense optical smoke detector and sounder base | 56.23
55000-393 | AlarmSense integrating optical detector and sounder base | 58.18
55000-394 | AlarmSense optical smoke detector and sndr beacon base | 69.15
55000-395 | AlarmSense integrating optical detector & sounder beacon | 72.4
55000-400 | Heat sensor | 57.05
55000-401 | High temperature heat sensor | 57.05
55000-440 | I.S. heat detector | 232.5
55000-588 | 3 Channel input / output interface | 149.79
55000-600 | Optical smoke detector | 57.05
55000-640 | I.S. optical smoke detector | 232.5
55000-720 | Stand alone short circuit isolator | 25.48
55000-741 | Wall VAD, red body, white flash, W-2.4-6 | 70.3
55000-744 | Wall VAD, white body, white flash, W-2.4-6 | 70.3
55000-760 | Miniature switch monitor | 63.71
55000-812 | DIN rail zone monitor interface with isolator XP95 | 106.05
55000-835 | AlarmSense alarm relay | 45.24
55000-845 | Zone monitor | 77.12
55000-852 | Sounder control unit | 98.08
55000-877 | Loop powered beacon | 54.3
55000-885 | Multisensor | 63.19
55400-894 | AlarmSense manual call point | 27.79
58000-005 | Discovery open-area sounder/beacon, red | 96.48
58000-300 | CO detector | 82.52
58000-400 | Heat sensor | 60.97
58000-600 | Optical smoke detector | 60.97
58000-700 | Multisensor | 65.99
58200-951 | Intelligent manual call point, red, waterproof | 152.43
A1000 | Optical smoke detector | 49.57
A2000 | Multi-sensor detector | 56.26
A3500 | Heat detector | 49.58
A4-DOC-BOX | A4 documents cabinet | 32.11
A80161M2 | Syncro AS 1 loop c/w enable key - Apollo | 1076.42
A81161M2 | Syncro AS 1 loop - Apollo | 1009.63
AC-03-R | Red sounder, front only | 21.42
AC-03-W | White sounder, front only | 21.42
AC-BOX-R | Red back box | 4.32
AC-BOX-W | White back box | 3.22
ACB-EW | IP67 rated waterproof multi-heat detector | 96.51
ACC-EN | Multisensor | 61.17
ACC-EN-BLK | Multi-sensor, black | 76.59
ACCREM0250 | ABS solvent cement 250ml | 14.11
ACT230MSF | Mains suppression filter | 47.22
ACT612 | 6v-12v SLA Battery Tester | 505.9
AFE-0001 | Grade 2 Premier Elite TD (PIR) | 22.93
AFP711 | XFP network communication card for 32 zone control panels | 148.7
AI-CPW-R-01 | Intelligent waterproof resettable call point | 165.56
AKH1-L | Health and fitness club loop kit c/w levalier radio microphone | 1360.85
AKL1 | Lecture room loop kit | 488.19
AKM1 | Meeting/seminar room loop kit | 383.81
AKM3 | Professional lecture room loop kit | 1034.65
AKT1 | TV/music lounge loop kit | 840.29
AKW1 | Place of worship loop kit c/w fixed lectern microphone | 530.3
AKW2-L | Place of worship loop kit c/w levalier radio microphone | 1290.83
ALBLS100-32 | Intelligent loop powered base sounder | 72.96
ALBLS100-32-AV | Intelligent loop powered base sounder/beacon | 111.54
ALBS100-32 | Base sounder (slave) | 64.69
ALBS100-32-AV | Base sounder/beacon (slave) | 106.21
ALCI | Protective call point cover | 6.23
ALCP100 | Intelligent resettable call point | 56.34
ALN-EN | Optical smoke detector | 59.54
ALN-EN-BLK | Optical smoke detector, black | 64.9
ALPU1000 | Altair programming unit | 207.59
ALS-2 | 2 zone | 247.04
ALS-4 | 4 zone | 276.11
ALWS-MOD | Intelligent module for CWS100 & CWS100-AV | 43.78
AMD | Desktop mic. for ML1, PDA102, PDA200E, PL1, PDA-PRO or APJ plate | 84.16
AMD-P | Desktop mic. (push to talk) | 235.4
AMDS | Desktop mic. (short stemmed version of AMD) | 84.16
AML | Lectern mic. for ML1, PDA102, PDA200E, PL1, PDA-PRO or APJ plate | 60.13
AMLS | Lectern mic. (short stemmed version of AML) | 60.13
AMP | Professional handheld mic. for PDA200E or APXM plate, requires AXLR lead | 341.26
AMR-HA | Handheld radio mic. c/w receiver, transmitter, PSU for PDA200E or APQM outreach plate | 619.26
AMR-LA | Lavalier radio mic. kit c/w receiver, transmitter, PSU for PDA200E or APQM outreach plate | 589.77
AMT | Tie/desk mic. for ML1, PDA102, PDA200E, PL1, PDA-PRO or APJ plate | 8.42
APJ | 3.5mm mono jack plate (takes AMT, AMH, AML or AMD mics) | 58.99
APL | Line level audio plate (takes APS SCART lead/other line level audio feeds) | 58.99
APM | Omni-directional plated microphone. Wall, ceiling or desk mountable | 58.99
APQL | 6.35mm stereo jack plate (takes line level feeds from mixing desks, etc) | 58.99
APQM | 6.35mm stereo jack plate (takes AMR/L & AMR/H radio microphone kit) | 58.99
APXL | XLR line level plate (takes line level feeds from mixing desks, etc) | 58.99
APXM | XLR mic level plate (takes AMP microphone) | 58.99
APXO | XLR balanced line o/p plate (connects Outreach chain to 3rd-party equipment) | 90.66
AR325-S-S | Universal door closer, silver finish, variable power | 98.47
AR623EM-S-S | Univ EM door closer, silver finish, power 3 (60Kg) | 288.54
AR624EM-S-B | Univ EM door closer, brass finish, power 4 (80Kg) | 312.59
AR624EM-S-S | Univ EM door closer, silver finish, power 4 (80Kg) | 288.54
AS-30620 | Stratos HSSD 2 detector with Command Module - ABS enclosure | 4986.45
AS-30621 | Stratos HSSD 2 detector - ABS enclosure | 3377.11
AS-30671 | Stratos Micra 25 detector | 1769.56
AS-30672 | Stratos Micra 100 detector | 2410.43
AS-30699 | Stratos HSSD 2 replacement filter | 40.92
AS-30706 | Stratos HSSD 2 detector - Steel enclosure | 3296.11
AS-30707 | Stratos HSSD 2 detector with Command Module - Steel enclosure | 4903.63
AS-30755 | Stratos Micra replacement filter | 32.45
AS-30760 | Stratos Micra 25 detector c/w relay input card | 1955
AS-30764 | Stratos Micra 100 detector c/w relay input card | 2595.85
ASP-12 | 12 zone | 619.69
ASP-4 | 4 zone | 381.83
ASP-8 | 8 zone | 494.5
ASP-R-12 | AlarmSense PLUS 12 way repeater panel | 287.94
ATJ-EN | Heat sensor | 59.54
ATJ-EN-BLK | Heat detector, black | 65.29
B1L-LG | Self adhesive legend kit | 1.82
B2D-LED-M3 | B2D external LED circular amenity light | 144.27
B2DS-LED-M3 | B2D external LED square amenity light | 161.45
B4L-LED-M3 | Self test LED bulkhead | 48.09
B996-F1 | Application 1, size 3, pull side of door, 71mA | 332.44
B996-F66 | Application 66, size 3, push side of door, 71mA | 377.39
BC100 | Small enclosure for up to 18Ah batteries | 133.59
BC200-5 | Large enclosure for up to 65Ah batteries | 267.15
BC8-2-3W-M3 | BC8 LED emergency downlighter | 67.27
BD5D-LED-M3 | BD5D external LED circular amenity light | 94.18
BD7-LED-M3 | Internal low profile circular amenity light | 144.27
BDIR0209-02 | Obscuration test filter | 7.79
BDIR1010-000 | Reflective long range kit - 120m | 137.8
BDIR23901-01 | Reflective prism | 47.83
BDIR3000 | Fireray 3000 beam detector set, 5 - 120 m | 924.68
BDIR3000-015 | Additional transmitter & receiver head set | 768.83
BDIR3000-026 | Additional Exd transmitter & receiver head set | 3184.42
BDIR3000-115 | Explosion proof Fireray 3000 detector set | 3641.56
BDIR3000-201 | Fireray 3000 adjustment bracket | 121.16
BDIR5000-002 | Additional detector head with 1 prism (50m) | 501.3
BDIR5000-004 | Long range 3 prism kit to give 100m capability | 130.49
BDIR5000-005 | Fireray 5000 universal mounting bracket | 150.65
BDIR5000-007 | 4 prism plate for use with 5000-005 or 3000-201 | 85.71
BDIR5000-039 | Additional detector head with 4 prisms (100m) | 646.75
BDIR5000-101 | Fireray 5000 beam detector set, single prism (50m) | 644.16
BDIR5000-102 | Fireray 5000 beam detector set, 4 prisms (100m) | 781.82
BDIR5000-201 | Fireray 5000 adjustment bracket | 144.06
BDIR6010-100 | Fireray One beam detector set - 50m | 514.29
BE10-LED-M3-C | BE10 LED hanging exit sign, chrome, arrow down | 74.43
BE10-LED-M3-W | BE10 LED hanging exit sign, white, arrow down | 66.98
BE3D-LED-M3-W | BE3D hanging exit sign | 64.12
BE3FR-8W-D-W | Fully recessed exit blade, 8W, white, arrow down | 131.85
BE3FR-LED-D-W | Fully recessed exit blade, LED, white, arrow down | 145.3
BEXBG05D | Exd beacon, 24vdc, 5J, red lens | 1014.64
BEXCP3A-BG | Exd Break glass call point | 282.74
BEXCP3A-PB | Exd Push button call point | 415.75
BEXDCS11005DR | Exd omnidirectional horn & strobe, red, red lens | 1971.72
BEXS110D | Exd sounder, 24vdc | 1155.38
BF320 | 24v vibrating pad c/w jack plug | 81.09
BF320JP | Single gang locking jack socket | 66.92
BF330CTLIDR | Red blanking cap for stand alone use | 4.44
BF330CTLIDW | White blanking cap for stand alone use | 4.44
BF359-1 | Weatherproof enclosure, IP66, steel, non locking (for use with flush units) | 200.02
BF430A-CX-DR | 103dB wall sounder, red, deep base | 66.01
BF430C-EA-SR | EACIE EN54-3 24v wall sndr - shallow base, red | 126.16
BF430C-EA-SW | EACIE EN54-3 24v wall sndr - shallow base, white | 126.16
BF431A-CX-W | 96dB base sounder, white | 45.11
BF432C-CC-W | Base/platform corridor sounder VAD, IP21C - O-R-3-2.5-17 | 59.78
BF433A-CX-DR | W-2.4-8.2 wall VAD c/w 103dB sndr, red, d/base | 94.23
BF433A-CX-DR-65 | W-2.4-8.2 wall VAD / sndr, red, d/base, IP65 | 112.72
BF433C-CC-DR | Red, white flash, deep base, IP33C - W-2.75-9 | 70.6
BF433C-CC-DR-65 | Red, white flash, deep base, IP55C - W-2.75-9 | 101.18
BF433C-CC-SR | Red, white flash, shallow base, IP21C - W-2.75-9 | 68.08
BF433C-EA-SR | EACIE EN54-3 24v wall sndr/vid - shallow base, red | 222.07
BF433C-EA-SW | EACIE EN54-3 24v wall sndr/vid - shallow base, white | 222.07
BF450A-CX-SW | 91dB ceiling sounder, shallow base, white | 52.82
BF451A-CX-SW | C-3-8 ceiling VAD c/w 91dB Sndr, s/base, white | 75.48
BF456A-CX-W | C-3-8 base VAD c/w 96dB sounder, white/clear | 78.95
BF456C-CC-W | Base/platform sounder VAD, IP21C - C-3-8.5 | 65.82
BF458A-CX-SW | C-3-8 ceiling VAD, shallow base, white | 67.96
BF460A-CX-W | C-3-8 base VAD, white/clear | 53.58
BK1200L | Adjustable L bracket for 1200 range | 17.11
BK1200ZL | Adjustable Z & L bracket for 1200 range | 36.09
BK600L | Adjustable L bracket for 600 range | 14.69
BK600ZL | Adjustable Z & L bracket for 600 range | 21.24
BM3S-SIL | BM3S door closer, silver | 106.28
BM3S-SSS | BM3S door closer, satin stainless steel | 111.93
BM3SEHO-SIL | BM3SE Hold Open version, silver | 303.21
BM3SEHO-SSS | BM3SE Hold Open version, satin stainless steel | 334.47
BM3SESF-SIL | BM3SE Free Swing version, silver | 303.21
BM3SESF-SSS | BM3SE Free Swing version, satin stainless steel | 334.47
BRF248A-R | Aux relay, red | 28.08
BRISOL-R | Aux isolate relay, red | 77.23
BRLDA | Lockdown alert relay | 101.71
BRTIMER | Timer/pulsing relay, boxed version | 78.26
BT3-LED-D | Internal LED emergency twin spot | 59.54
C24V-SIL | Concealed cam door closer silver | 250.07
CA736 | EACIE 1 way flat interface - double gang | 174.98
CA737 | EACIE 4 way flat interface no psu extendable to 8 | 503.33
CA737PSU | EACIE 4 way flat interface c/w psu extendable to 8 | 302
CBE6-RD-024-EN | ClamBell 24 V 6” deep base - red | 45.55
CBE6-RS-024-EN | ClamBell 24 V 6” shallow base - red | 31.54
CBE6-RW-024-EN | ClamBell 24 V 6” weatherproof - red | 56.73
CC-507-001 | VSO base/platform sounder, white | 23.01
CC-510-019 | VTG wall sounder, red, deep base | 24.11
CC-510-137 | Marine approved wall sounder, red, shallow base | 32.91
CC-510-138 | Marine approved wall sounder, red, deep base | 32.91
CC-511-090L | VTB sounder/beacon red c/w 30 min time out | 73.03
CC-511-095L | VTB sounder/beacon, red body, red lens, shallow base | 51.15
CC-511-097L | VTB sounder/beacon, red body, red lens, deep base | 51.43
CC-511-144 | Marine approved sounder/beacon, red body, red lens, shallow base | 69.9
CC-511-145 | Marine approved sounder/beacon, red body, red lens, deep base | 69.9
CCACLIP001 | A Clip including cable tie (pack of 100) | 115.73
CCEDGEC001 | Edge Clip 3-8mm c/w Neoprene sleeve & cable tie (pack of 100) | 338.1
CCJCLIP001 | J Clip inc sleeve and cable tie (pack of 100) | 359.48
CCKCLIP001 | K Clip (pack of 100) use with Signaline HD only | 78.15
CCPCLIP002 | P Clip 316 stainless steel M6 (pack of 100) | 187.55
CCPCLIP008 | Nylon P clip (bag of 100pcs) | 78.15
CCTCLIP001 | T Clip (pack of 100) | 125.04
CFB6D-24 | 6” bell, red, 93-95dB(A), 25mA | 25.17
CFP702-2 | 2 zone | 270.31
CFP702-4 | 2 zone | 212.74
CFP702E-4 | 2 zone | 188.21
CFP704-2 | 4 zone | 337.87
CFP704-4 | 4 zone | 221.4
CFP704E-4 | 4 zone | 212.73
CFP708-2 | 8 zone | 473.03
CFP708-4 | 8 zone | 308.06
CFP708E-4 | 8 zone | 257.92
CFP760 | CFP 8 zone repeater panel | 272.24
CFP761 | XFP network communication card for 16 zone control panels | 98.41
CFP762 | CFP relay output cards | 78.59
CHQ-BACKBOX | Back box for CHQ-OEM modules | 11.56
CHQ-CB-RL | Ceiling beacon, ivory case, red LEDs | 97.59
CHQ-CB-WHT-RL | Ceiling beacon, white case, red LEDs | 97.59
CHQ-CB-WHT-WL | Ceiling beacon, white case, white LEDs | 97.59
CHQ-CB-WL | Ceiling beacon, ivory case, white LEDs | 97.59
CHQ-DIM2-DIN-SCI | Dual input module | 83.32
CHQ-DIM2-SCI | Dual input module | 70.71
CHQ-DRC2-DIN-SCI | Dual relay controller module | 100.01
CHQ-DRC2-SCI | Dual relay controller module | 97.59
CHQ-DSC2-DIN-SCI | Dual sounder controller module | 139.72
CHQ-DSC2-SCI | Dual sounder controller module | 127.48
CHQ-MRC2-DIN-SCI | Mains relay controller module | 78.92
CHQ-MRC2-SCI | Mains relay controller module | 81.46
CHQ-PCM-DIN-SCI | Plant control module | 210.15
CHQ-PCM-SCI | Plant control module | 184.94
CHQ-POM | Powered output module | 44.88
CHQ-SIM | Single input module | 43.89
CHQ-SOM | Single output module | 59.89
CHQ-SUB | Enclosure sub-assembly for CHQ interfaces | 14.12
CHQ-SZM2-DIN-SCI | Single zone monitor module | 89.18
CHQ-SZM2-SCI | SIngle zone monitor module | 78.42
CHQ-WB-RED-RL | Wall beacon, red case, red LEDs | 97.59
CHQ-WB-RED-WL | Wall beacon, red case, white LEDs | 99.97
CHQ-WB-WHT-RL | Wall beacon, white case, red LEDs | 97.59
CHQ-WB-WHT-WL | Wall beacon, white case, white LEDs | 97.59
CHQ-WPK | Weatherproofing kit for wall sounders | 13.23
CHQ-WS2 | Wall sounder, red (req’s YBO-R-3-RED base) | 60.46
CHQ-WSB2-RL | Wall sounder beacon, red case, red LEDs | 121.99
CHQ-WSB2-WL | Wall sounder beacon, red case, white LEDs | 104.1
CI | Clear integral hinged cover | 4.58
CSSIGEL003 | Signaline FT-EOL-EN Two Zone End of Line with test switches | 249.9
CSSIGFT001 | Signaline FT-68 fixed temp. 68°C | 5.33
CSSIGFT002 | Signaline FT-88 fixed temp. 88°C | 5.33
CSSIGFT003 | Signaline FT-105 fixed temp. 105°C | 5.33
CSSIGFT004 | Signaline FT-185-R fixed temp. 185°C | 8.44
CSSIGFT005 | Signaline FT-68-R fixed temp. 68°C resistant Nylon coated | 6.19
CSSIGFT007 | Signaline FT-105-R fixed temp. 105°C resistant Nylon coated | 6.19
CSSIGFT010 | Signaline FT-230-X fixed temp. 230oC | 9.12
CSSIGFTE01 | Signaline FT-78-EN Non-resettable Linear heat detector 78°C | 5.09
CSSIGFTE02 | Signaline FT-88-EN Non-Resettable Linear Heat Detector 88°C | 5.09
CSSIGLP001 | Signaline LocatorPlus | 852.6
CSSIGLP002 | SLP-002 Signaline LocatorPlus-EN alarm location and interface module | 876.12
CSSIGUC001 | Signaline universal connector box | 87.54
CSSIGWA001 | 10m terminated non sensing cable | 156.3
CSSIGWB001 | Signaline WIB, water interface box | 97.69
CSSIGWC002 | Signaline WDM-KM monitor c/w EOL plug | 332.22
CSSIGWD001 | Water leak detection cable 3.75m | 147.35
CSSIGWD002 | Water leak detection cable 7.5m | 218.38
CSSIGWD003 | Water leak detection cable 15m | 501.05
CSSIGWD004 | Water leak detection cable 30m | 554.61
CT150SS | 100 x S/Steel cable ties, uncoated, 4.6 x 150mm | 39.91
CT200RED | 100 x Nylon cable ties, red, 4.8 x 200mm | 7.76
CT200SS | 100 x S/Steel cable ties, uncoated, 4.6 x 200mm | 57.65
CT295RED | 100 x Nylon cable ties, red, 4.8 x 295mm | 10.41
CWS100 | Conventional wall sounder, red | 48.13
CWS100-AV | Conventional wall sounder VAD, red | 86.07
CX-PC | Pack of 10 clear hinged covers | 33.75
CX-SG | Pack of 10 spare glasses | 8.87
CX-UK | Pack of 10 spare test/reset keys | 5.33
CX6FAC | Connexions 6 paging transmitter, mains | 1131
CX6FDC | Connexions 6 paging transmitter, 12vdc | 1081.08
CXL-U-R-BB | Red, Indoor, EURO FLAME LEGEND | 10.71
CXL-U-R-WP | Red, Waterproof - IP67, EURO FLAME LEGEND | 48.44
DBASE-R | Red deep base (IP65) | 2.93
DBASE-W | White deep base (IP65) | 2.78
DBS100 | Standard detector base | 5.98
DC-AGRIPPA | Agrippa acoustic wireless door closer/hold open unit | 503.5
DCD-AE3 | A1R combined heat detector, 60oC | 20.16
DCD-CE3 | CR combined heat detector, 90oC | 20.16
DFG-60BLKJ | Waterproof heat detector, 60oC (no base req’d) | 77.69
DFJ-AE3 | A1S fixed temperature heat detector, 60oC | 20.16
DFJ-CE3 | CS fixed temperature heat detector, 90oC | 20.16
DL50-K | Domestic loop amplifier kit | 233.66
DLR5 | 4U rack with dual hearing loop amplifiers, for areas up to 200m2 | 2280.62
DLR7 | 4U rack with dual Hearing loop amplifiers, for areas up to 500m2 | 2557.3
DORGARD-BLK | Dorgard door retainer, black | 228.43
DORGARD-RED | Dorgard door retainer, red | 252.47
DORGARD-SS-B | Dorgard SmartSound, black | 216.41
DORGARD-SS-W | Dorgard SmartSound, white | 216.41
DORGARD-WHT | Dorgard door retainer, white | 252.47
DR-AG-FB | Floor mounting bracket for DR-AGRIPPA | 11.83
DR-AGRIPPA | Agrippa acoustic wireless door retainer | 205.07
DR-CAP | Chain mounting catch plates (PLATES ONLY - NO CHAIN SUPPLIED) | 28.13
DR-CAP-CHAIN | Chain mounting catch plates (C/W 1 METRE OF CHAIN) | 52.11
DR-CAP-O | Chain mounting catch plates with protective rubber ‘O’ ring (PLATES ONLY - NO CHAIN SUPPLIED) | 32.84
DR-CAP-O-CHAIN | Chain mounting catch plates with protective rubber ‘O’ ring (C/W 1 METRE OF CHAIN) | 54.85
DR-FB2 | Floor mounting bracket | 13.38
DR-SL-59-B | Brass surface mounting sleeve | 30.5
DR-SL-59-C | Chrome surface mounting sleeve | 26.22
DR-SL-59-S | Stainless steel surface mounting sleeve | 30.5
DR230-T59-200 | 230vac, 200N, 5mA | 42.67
DR230-T59-BRASS | 230vac, lacquered brass, 5mA | 120.39
DR230-T59-CHROME | 230vac, bright chrome, 5mA | 119.76
DR230-T59-STAINLESS | 230vac, stainless steel, 5mA | 120.54
DR230-T87-200 | 230vac, 200N, 5mA | 36.3
DR24-T59-200 | 24vdc, 200N, 48mA | 37.65
DR24-T59-BRASS | 24vdc, lacquered brass, 48mA | 110.12
DR24-T59-CHROME | 24vdc, bright chrome, 48mA | 100.98
DR24-T59-STAINLESS | 24vdc, stainless steel, 48mA | 100.98
DR24-T79-05200 | 500N, 200mm, 43mA | 96.41
DR24-T79-05300 | 500N, 300mm, 43mA | 97.45
DR24-T79-06200 | 1000N, 200mm, 76mA | 121.24
DR24-T79-06300 | 1000N, 300mm, 76mA | 125.58
DR24-T84-200 | 24vdc, 200N, 45mA | 50.05
DR24-T84-500 | 24vdc, 500N, 55mA | 70.95
DR24-T87-200 | 24vdc, 200N, 48mA | 33.23
DR24-T87-500 | 24vdc, 500N, 55mA | 51.64
DRC-P | Spare catch plate, low profile, metal style | 12.96
DRC-P-1 | Spare catch plate, adjustable, ABS plastic style | 12.96
DRC-P-2 | Spare catch plate for 500N door retainers, low profile, metal style | 26.5
EAP1-8CA-CHASSIS | EAP 1 loop, 8 zone EVAC-ALERT panel - chassis only | 5218.06
EAP2-8CA-CHASSIS | EAP 2 loop, 8 zone EVAC-ALERT panel - chassis only | 5469.72
EAP8SWITCH | EACIE 8 zone switch / indicator pcb | 910.79
EAPBOX | EACIE outer cabinet-includes lock & mounting bracket | 5136.01
EAPSTATUS | EACIE status pcb | 110.27
ECL-2 | 2 zone (not suitable for repeaters) | 247.04
ECL-4 | 4 zone (not suitable for repeaters) | 276.11
ECU-4 | 4 line master EVC controller c/w handset & display, requires 2 x 7Ah batts | 1374.23
ECU-8 | 8 line master EVC controller c/w handset & display, requires 2 x 7Ah batts | 1754.17
ECU-8NT | 8 line master EVC controller, no handset, requires 2 x 7Ah batts | 1351.47
ECU722 | Network card (allows up to four ECU-4/8 to be interlinked) | 169.79
EDA-A6000 | Radio sounder | 322.39
EDA-A6030 | Radio sounder with LED beacon | 402.99
EDA-C5000 | Radio call point | 215.93
EDA-D5000 | Radio heat detector | 226.16
EDA-D6000 | Radio heat detector with sounder | 435.46
EDA-Q660 | Battery assembly for Zerio and Millennium detectors | 26.58
EDA-Q670 | Battery assembly for Millennium and Zerio devices | 26.58
EDA-Q690 | Zerio Plus battery pack | 26.58
EDA-R5000 | Radio smoke detector | 238.18
EDA-R6000 | Radio smoke detector with sounder | 451.1
EDA-R6030 | Radio smoke detector with sounder and LED beacon | 526.89
EDA-T6080 | Radio input/output unit | 434.26
EDA-Z5008 | 8 zone Zerio Plus control panel | 962.35
EDA-Z5020 | 20 zone Zerio Plus control panel | 1245.04
EDA-Z6000 | Zerio Plus radio booster (requires 240v supply) | 757.85
EDA-Z6010 | Zerio Plus wired booster unit | 396.97
EI-1000G | SmartLINK Gateway remote management for RadioLINK and SmartLINK products | 291.05
EI-128RBU | Hard wired relay module with battery backup | 85.73
EI-144RC | Heat alarm | 60.55
EI-146RC | Optical alarm | 47.32
EI-168RC | RadioLINK base | 93.45
EI-3000MRF | SmartLINK module | 99.83
EI-3014 | Heat alarm | 90.59
EI-3016 | Optical alarm | 87
EI-3018 | CO alarm | 114.27
EI-3024 | Multi-alarm (combined optical & heat sensors) | 113.47
EI-3028 | Heat & CO alarm | 149.54
EI-407 | RadioLINK manual call point | 69.64
EI-414 | Fire/CO alarm interface | 300.98
EI-428 | Relay module, volt free contacts. | 117.43
EI-450 | Alarm controller (test, locate & silence) | 101.77
EI-603RF | Heat alarm with 10yr lithium battery | 174.97
EI-650RF | Optical alarm with 10yr lithium battery | 171.77
ELBH-LED-M3 | LED bulkhead | 25.76
ELEBD-LED-M3 | LED exit box | 45.8
ELEBD-LGLR | Left/Right legend | 9.73
ELEBS-LED-M3 | Slimline LED exit box | 56.11
ELTS-LED-D | Self test LED emergency twin spot | 105.91
ELTS-LED-D-BATT | Battery pack for ELTS-LED-D Twin Spot emergency light | 23.16
EP203 | C-Tec automatic extinguishant control panel | 773.32
EP210S | Remote status indicator, surface, with manual release & Auto/Manual key | 328.72
EP211 | Economy remote status indicator | 171.33
EP215 | Hold/Abort button | 113.78
ESA-1001 | One loop analogue addressable control panel (extendable to two loops) - Argus protocol | 757.4
ESA-1002 | One loop analogue addressable control panel (extendable to four loops) - Argus protocol | 1262.33
ESA-3001 | Loop extension card | 306.02
ESEN-12MAR | 12 zone | 993.9
ESEN-2MAR | 2 zone | 370.61
ESEN-4MAR | 4 zone | 454.84
ESEN-8MAR | 8 zone | 791.76
ESEN-R-12MAR | 12 zone repeater panel | 377.75
ESG-1001 | Single flood area, 3 detection zones control panel, 1.2A integal PSU | 551.32
ESG-1002 | Single flood area, 3 detection zones control panel, 3.4A integral PSU | 612.58
ESG-1003 | Dual flood area, 6 detection zones control panel, 3.4A integral PSU | 796.35
ESG-2001 | Graphic display remote status unit | 297.5
ESG-2002 | Compact remote status indicator | 69.55
ESG-2006 | Remote Hold Off button - metal enclosure | 91.89
ESG-2007 | Remote Abort button - metal enclosure | 114.04
ESP-FIREBEAM-XTRA | FIREBEAM beam detector set for ESP loop | 752.95
ESWD-2 | 2 zone water detection control panel | 247.04
ESWD-4 | 4 zone water detection control panel | 276.11
EV-240V-MRA | Mains switching relay | 105.12
EV-AD2-KIT | Evolution address programmer kit | 225.37
EV-AV2 | Low profile sounder/beacon | 86.93
EV-AV2-BASE | Base sounder/beacon with integrated det base | 86.93
EV-AVADAPT | Programming adapter for EV-AV2/SB sndr/beacon | 40.64
EV-B-SCI | Detector base with short circuit isolator | 20.93
EV-DP | Dual optical detector | 66.89
EV-H-A1R | A1R heat detector | 48.16
EV-H-CS | CS heat detector | 48.16
EV-HIOP-BCN-SCI | Wall mounted high output beacon | 115.66
EV-HIOP-SB-SCI | Wall mounted high output sounder/beacon | 131.28
EV-HIOP-SDR-SCI | Wall mounted high output sounder | 103.15
EV-IP | Input module | 96.59
EV-MCP2-IP24 | Addressable manual call point | 49.91
EV-MCP2-IP67 | Waterproof addressable manual call point | 171.93
EV-MCP2-SCI-IP24 | Addressable manual call point with SCI | 51.58
EV-MCP2-SCI-IP67 | Waterproof addressable call point with SCI | 171.93
EV-MINI-IP | Mini input module | 80.49
EV-OP | Output module | 86.93
EV-P | Optical smoke detector | 48.16
EV-PH | Combined smoke & heat detector | 60.54
EV-PSBCN | Beacon base (for use with EV-PS) | 46.68
EV-PYS | Optical smoke detector with built in sounder | 86.54
EV-SBM | Sounder booster module | 144.69
EV-SDR | Low profile sounder | 59.39
EV-SDR-BASE | Base sounder with integrated detector base | 59.39
EV-SIO | Single input/output module | 115.91
EV-ZMU | Zone module | 125.56
EVC-H-A2S | A2S fixed temperature heat detector, 62oC | 24.57
EVC-H-CS | CS fixed temperature heat detector, 92oC | 24.57
EVC-P | Optical smoke detector | 28.89
EVC302F | Stainless steel hands free EVC outstation, flush mounting | 284.55
EVC302GF | Green hands free EVC outstation, flush mounting | 256.09
EVC302GS | Green hands free EVC outstation, surface mounting | 272.91
EVC302S | Stainless steel hands free EVC outstation, surface mounting | 303.24
EVC423 | PC configuration software & mini USB download lead | 195.89
EX-3001 | Ex-Go automatic extinguishant control panel | 970.56
EX-3031 | Remote status indicator | 371.73
EX9870R-SS | 9870 E-mag, radius cover, stainless steel finish | 322.38
EX9870R-SV | 9870 E-mag, radius cover, silver finish | 308.93
EX9870S-SS | 9870 E-mag, square cover, stainless steel finish | 354.25
EX9870S-SV | 9870 E-mag, square cover, silver finish | 290.34
EX9880R-SS | Guardian door closer, radius cover, s/steel finish | 399.38
EX9880R-SV | Guardian door closer, radius cover, silver finish | 385.15
EX9880S-SS | Guardian door closer, square cover, s/steel finish | 413.39
EX9880S-SV | Guardian door closer, square cover, silver finish | 398.7
EXP-003-001 | Hold off button | 101.05
EXP-004-001 | Abort button | 101.05
FAIS-R-B | Fire alarm isolator, red, c/w back box | 30.25
FB024 | Red, 24vdc, 93-95dB(A), 30mA | 34.27
FB024-WP | Red, 24vdc, weatherproof, 93-95dB(A), 30mA | 42.41
FB240-R | Red, 230vac, 93-95dB(A), 25mA | 42.41
FB240-R-WP | Red, 230vac, weatherproof, 93-95dB(A), 25mA | 59.36
FD2002 | Freedor SmartSound | 641.55
FDKIT10SMA | Folded dipole aerial kit, SMA connector | 307.32
FK204-0001 | Twinflex Multipoint ASD detector with sounder | 60.95
FK204-0003 | Twinflex Multipoint ASD detector | 50.8
FK204-0012 | Twinflex Multipoint ASD detector with sounder/strobe | 95.26
FK23-0244-510 | Head removal key ring for ASD detectors | 8.65
FK25-0046-201 | ASD head removal tool | 15.72
FK25-0083-303 | Twinflex manual call point cover | 8.66
FK302-0001 | Twinflex Hatari sounder, red | 28.93
FK302-0002 | Twinflex Hatari sounder, white | 28.93
FK302-0004 | Twinflex Hi Point | 57.44
FK302-0012 | Twinflex Flash Point, low profile | 48.19
FK302-0022 | Twinflex Flash Point, domed | 50.62
FK302-0023 | Twinflex Flash Point, weatherproof (beacon only) | 69.48
FK313-0021 | Twinflex Soundpoint, red | 28.93
FK313-0022 | Twinflex Soundpoint, white | 28.93
FK402-0006 | Twinflex manual call point | 29.2
FK402-0007 | Twinflex weatherproof manual call point (IP65) | 50.92
FK45-0022-S | Twinflex call point keys (pack of 5) | 4.19
FK505-0002 | 2 zone (non expandable, not suitable for repeater panel) | 339.53
FK505-0004 | 4 zone (expandable to 8 zones) | 421.3
FK505-0006 | Twinflex 4 zone expansion card | 210.01
FK505-0007 | Conventional 4 zone expansion card | 209.98
FK505-0008 | 8 zone (non expandable) | 580.16
FK505-0010 | Repeater panel (only suitable for 4 or 8 zone) | 298.05
FK505-0040 | Twinflex Pro PC programming software | 64.51
FK802-0006 | Twinflex input/output module | 97.02
FL-RL-R-D | Flashni red sndr/xenon beacon, deep base, 68mA | 71.37
FL5000-200 | Soteria Dimension mounting box | 16.21
FL5100-600 | Soteria Dimension optical detector | 323.74
FL6100-600 | Soteria Dimension specialist optical detector | 586.08
FLAT2005 | 100m x 1.0 mm2 insulated copper tape (flat loop cable for under carpets) | 224.95
FLAT3005 | 100m x 1.5mm2 insulated copper tape (flat loop cable for under carpets) | 253.05
FLINK4 | Additional F-Link transceiver c/w aerial | 1287
FLINK4KIT | Pair of F-Link transceivers c/w aerials | 2574
FLINK4PROG | F-Link programming kit | 73.92
FMK-ECL | Recessing bezel | 60.73
FMK-ES-03 | Recessing bezel for XL-RDU | 40.93
FMK-XL32 | Recessing bezel for Excel-32 control panels | 93.65
FMK-XLEN | Recessing bezel for Excel-EN control panels | 77.19
FP200-2C-1.5-R | FP200 Gold, 2 core, 1.5mm, red | 252.78
FP200-2C-1.5-W | FP200 Gold, 2 core, 1.5mm, white | 246.22
FP200-4C-1.5-R | FP200 Gold, 4 core, 1.5mm, red | 617.76
FP200PLUS-2C-1.5-R | FP200 PLUS, 2 core, 1.5mm, red | 448
FPROK1 | FosMeter-Pro Hearing Loop Test Kit (c/w Tester, Signal Generator & headphones) | 773.94
FS14VDAHO-SSS | Double action floor spring with Hold Open | 312.59
FS14VDANHO-SSS | Double action floor spring Non Hold Open | 312.59
FS14VSAHO-SSS | Single action floor spring with Hold Open | 343.84
FS14VSANHO-SSS | Single action floor spring Non Hold Open | 343.84
GEO87ZM | Geo Zoom 8/4 line text pager | 257.4
GO1 | Single loop, 50 addresses | 925.76
GO1+ | Single loop, 126 addresses | 1110.92
GOP-001 | GO1 PBUS adaptor card | 148.12
GZ116112 | Swivelling console/silver | 91.9
GZ130057 | K600G 24v DC/1.4Amp/EV1 silver | 1394.91
GZ130059 | K600T 24v DC/1.4Amp/EV1 silver | 1394.91
GZ130151 | K600F 24v DC/1.4Amp/EV1 silver | 1394.91
GZ130153 | K600 T bracket | 102.38
GZ130154 | K600 R bracket | 124.72
GZ130155 | K600 G bracket | 125.8
GZ140226 | Rain sensor | 328.22
GZ146661 | E250NT Linear 24v DC/300mm /0.9Amp/EV1 silver | 359.84
GZ146664 | E250NT Linear 24v DC/500mm /0.9Amp/EV1 silver | 386.16
GZ146670 | E250NT Linear 24v DC/750mm /1.1Amp/EV1 silver | 447.19
GZ146673 | E250NT Linear 24v DC/1000mm /1.1Amp/EV1 silver | 534.88
GZ147030 | Slimchain 24v DC/300mm/RH/0.9Amp/EV1 silver | 295.4
GZ147035 | Slimchain 24v DC/300mm/LH/1.1Amp/EV1 silver | 295.4
GZ147040 | Slimchain 24v DC/500mm/RH/1.1Amp/EV1 silver | 327.35
GZ147045 | Slimchain 24v DC/500mm/LH/1.1Amp/EV1 silver | 327.35
GZ147060 | Inward opening bracket/black | 32.82
GZ147062 | Outward opening bracket/black | 32.82
GZ147080 | Powerchain 24v DC/600mm /1.2Amp/EV1 silver | 585.09
GZ147090 | Powerchain 24v DC/800mm /1.5Amp/EV1 silver | 585.09
GZ147110 | Inward opening bracket/black | 36.1
GZ147112 | Outward bracket/black | 40.98
GZ19032 | Standard console/silver | 66.05
H80161M2 | Syncro AS 1 loop c/w enable key - Hochiki | 1076.42
H81161M2 | Syncro AS 1 loop - Hochiki | 1009.63
HAK-1 | Hush-Active BS5839-6 kit 1 | 401.96
HAK-2 | Hush-Active BS5839-6 kit 2 | 397.96
HC-1ZC | Assist Call 1 zone controller with combined PSU | 164.47
HC-228-0 | Haescomm repeater station | 1022.67
HC-228-2 | Haescomm 2 line master station | 1062.24
HC-228-4 | Haescomm 4 line master station | 1112.94
HC-228-8 | Haescomm 8 line master station | 1378.81
HC-4ZC | Assist Call 4 zone controller. Requires HC-PSU power supply | 234.95
HC-ACA | Haescomm assist call alarm WC system | 204.04
HC-ACB | Haescomm assist call alarm bedroom system | 406.85
HC-ACM-8 | Haescomm integrated assist call alarm touch screen master station | 1360.26
HC-BAT | Assist Call 600mAH NIMH rechargeable battery pack for HC-PSC | 56.88
HC-BAT-2 | Assist Call battery backup for HC-PSU | 130.29
HC-CBZ | Recessing bezel for HC-228 controllers | 75.44
HC-CLP | Assist Call call plate | 76.67
HC-CNP | Assist Call cancel plate | 76.67
HC-COMMANDER | Haescomm PC touch screen controller | POA
HC-CPP | Assist Call pull cord plate | 66.78
HC-EX8-8 | Haescomm 8 line system expander | 921.27
HC-ILB | Type B outstation with integrated induction loop | 482.27
HC-IPA | Haescomm IP65 type A outstation | 471.69
HC-IPB2 | Haescomm IP64 type B outstation | 460.51
HC-LC2 | Haescomm 2 Line Expansion Card For HC-228 Controllers | 143.45
HC-OBZ | Recessing bezel for Type A & C outstations | 29.68
HC-ODP | Assist Call over door plate | 70.49
HC-OSA | Haescomm type A outstation | 325.73
HC-OSB | Haescomm type B outstation (back box not supplied, mounts on standard double gang electrical back box, 86mm x 146mm) | 218.88
HC-OSC | Haescomm type C outstation | 550.37
HC-PSC | Assist Call power supply with integrated over door indicator | 130.29
HC-PSU | Assist Call power supply for use with HC-4ZC | 185.49
HC-RAP | Haescomm remote alarm panel | 154.58
HC-RTK | Assist Call self contained remote kit | 396.94
HC-SIP | Assist Call switch interface plate | 79.14
HC-SSP | Assist Call single gang brushed stainless steel pattress cover for surface back boxes | 21.03
HC-STK | Assist Call self contained standard kit | 262.16
HC-TMS-W-0 | Haescomm touchscreen repeater station | 1545.75
HC-TMS-W-8 | Haescomm touchscreen master station | 1706.51
HCP-E-SCI | Red call point with isolator (no back box) | 56.06
HCP-W-SCI | Waterproof red call point with isolator | 180.71
HFC-SBR-23-03 | Conventional sounder beacon (red) | 106.65
HFC-WSR-03 | Conventional wall sounder (red) | 64.45
HFW-BOM-03 | Wireless single channel powered output module & batteries | 416.13
HFW-BS-05 | Wireless base sounder | 281.44
HFW-CEM-02 | Wireless to conventional interface module (requires power supply) | 372.34
HFW-CP-03-C | Wireless manual call point c/w back box, batteries & cover | 238.04
HFW-EM-01 | HyFire wireless expander module (requires power supply) | 338.5
HFW-MA-05 | Intelligent wireless multi criteria detector c/w base & batteries | 275.03
HFW-PA-05 | Intelligent wireless optical smoke detector c/w base & batteries | 249.64
HFW-PB-01 | Spare primary battery (pack of 10) | 63.37
HFW-SB-01 | Spare secondary battery (pack of 10) | 35.78
HFW-SIM-01 | Wireless sounder interface module | 280.97
HFW-TA-05 | Intelligent wireless heat detector c/w base & batteries | 241.2
HFW-W2W-01 | HyFire wireless translator module (loop powered) | 338.5
HS-5010 | Remote Display terminal with std network interface (RDT) | 824.42
HS-5010-FT | Remote Display terminal with fault tolerant network interface (RDT) | 1554.23
HS-5020 | Remote Control terminal with std network interface (RCT) | 1013.62
HS-5020-FT | Remote Control terminal with fault tolerant network interface (RCT) | 1756.95
HS-5101 | Single loop, small enclosure | 1236.62
HS-5101M | Single loop, medium enclosure | 1430.15
HS-5201 | One loop, medium enclosure | 1672.48
HS-5401 | One loop, large enclosure | 2382.01
HS-5802 | Two loop, extended enclosure | 5440.4
HS-5802-FT | Two loop, fault tolerent network, extended enclosure | 6235.74
HSM-501 | Recessing bezel for small enclosure control panels | 82.08
HSM-502 | Recessing bezel for medium enclosure control panels | 86.05
HSM-503 | Recessing bezel for large enclosure control panels | 91.83
HSM-521 | Recessing bezel for remote terminals | 73.14
HSM-536 | Recessing bezel for extended enclosure (8 loop control panels) | 171.31
HSP-502 | Loop driver card - Apollo, Hochiki | 253.41
HSP-503 | Standard network card | 297.32
HSP-509 | Fault tolerant network card | 844.69
HSP-511 | Access enable key switch assembly | 93.97
HSP-512 | On-board printer assembly | 569.95
HSP-513L-050RD | 50 Zone FIRE (RED) - Large enc | 303.08
HSP-513L-100RD | 100 Zone FIRE (RED) - Large enc | 425.19
HSP-513L-200RY | 200 Zone - Large enc (RED/YEL) | 579.79
HSP-515 | 3 position key switch (trapped) | 83.93
HSP-516 | 2 position key switch (trapped) | 93.97
HSP-517 | 2 position key switch (untrapped) | 93.97
HSP-536 | P-BUS 8-Way conventional zone card | 629.48
HSP-541A-002 | AlarmCalm intelligent alarm acknowledgement button | 125.14
IDBTS-W | Vimpex base sounder, white, c/w blanking plate | 30.85
IS-MA1 | Intrinsically safe Minialarm sounder, red | 290.18
IS-MB1 | Intrinsically safe Minialite beacon, red lens | 323.34
IS-MC1 | Intrinsically safe Minialert sounder/beacon, red | 497.27
K-TK | Pack of 10 universal test keys | 5.23
K11031M2 | Sigma XT extinguishant control panel | 834.41
K13470M10 | Sigma Si - abort button | 115.15
K555 | Syncro AS fault tolerant network card | 458.95
K586A | Syncro AS loop card - Apollo | 542.4
K586H | Syncro AS loop card - Hochiki | 542.4
K67000M1 | Syncro View LCD repeater (no PSU) | 667.54
K67001M1 | Syncro View LCD repeater with enable key (no PSU) | 709.95
K91000M10 | Sigma Si - hold off button, green button | 115.15
K911110M8 | Sigma Si - 6 LED status unit c/w manual release & mode select switch | 233.64
KEY134 | Spare key for ‘Activate Controls’ key switch (set of 2) | 11.98
KEY801 | Spare key for door lock (set of 2) | 10.9
KG1 | Pack of 5 replacement glasses | 5.23
KGM120-R | Nylon cable gland, 20mm, red (pack of 10) | 6.84
KGM120-W | Nylon cable gland, 20mm, white (pack of 10) | 6.84
LA80161M2 | Syncro AS Lite c/w enable key - Apollo | 901.18
LA81161M2 | Syncro AS Lite - Apollo | 801.04
LAB1000 | Altair detector base | 4.97
LDPSMA | Lightweight dipole aerial, SMA connector | 73.23
LH80161M2 | Syncro AS Lite c/w enable key - Hochiki | 901.15
LH81161M2 | Syncro AS Lite - Hochiki | 801.04
LL-PG | LifeLine vibrating pager unit | 344.25
LL-PG-01 | LifeLine vibrating pager unit with Out of Range enabled | 344.25
LL-PG-02 | LifeLine engineering pager | 344.25
LL-SC | SleepCOM bedside unit & vibrating pillow pad | 971.91
LOGBOOK | Fire alarm system log book (A5) | 11.07
LOOP2-W | 100m x 1.0mm2 single core white loop cable | 123.44
LOOP3-W | 100m x 1.5mm2 single core white loop cable | 88.46
M357 | Pack of 5 breakable seals for PS200 covers | 25.44
MAINSBASE-R | Red mains conversion base | 18.12
MAINSBASE-W | White mains conversion base | 18.54
MCP1A-A-AOV | Smoke Vent manual call point, orange, resettable | 19.29
MCP1A-R-470 | 470Ω resistor/short circuit - front only | 8.91
MCP1A-R-470-SR-IS | I.S red indoor call point, surface, 470Ω | 19.55
MCP1A-R-470-SR-R | Resettable call point 470Ω c/w back box | 12.46
MCP1A-Y-470-SY | Yellow, 470Ω/short cct. EXTINGUISHANT RELEASE | 21.45
MCP1A-Y-AOV | Smoke Vent manual call point, yellow, resettable | 19.83
MCP1B-R-TW | Twin Wire call point - front only | 11.55
MCP2A-R-470-SR | 470Ω resistor/short circuit with LED c/w back box | 17.62
MCP3A-B-SB | Blue, NO/NC. BOMB ALARM | 19.11
MCP3A-G-SG | Green, NO/NC. EMERGENCY DOOR RELEASE | 19.11
MCP3A-W-SW | White, NO/NC. NO FUNCTION MARKING | 18.13
MCP3A-Y-SY | Yellow, NO/NC. NO FUNCTION MARKING | 19.11
MCP4A-B-SB | Blue, NO/NC. BOMB ALARM | 43.69
MCP4A-G-SG | Green, NO/NC. EMERGENCY DOOR RELEASE | 43.68
MCP4A-W-SW | White, NO/NC. NO FUNCTION MARKING | 45.01
MCP4A-Y-SY | Yellow, NO/NC. NO FUNCTION MARKING | 42.01
MCPBB-R | Back box for above call points | 1.96
ML1200 | Single - aluminium | 81.59
ML1200DM | Double - aluminium (monitored) | 182
ML600 | Single - aluminium | 39.94
ML600D | Double - aluminium | 87.88
MTL5525 | Solenoid alarm driver for sounder circuits, 45mA | 341.6
MTL5561 | Isolating barrier for detection zones, 2 channel | 627.88
MTL7728+ | Shunt diode safety barrier | 185.37
MTLDX070 | Mounting cabinet for up to 4 barriers | 244.58
MX-4010 | Remote Display terminal with std network interface | 980.49
MX-4010-FT | Remote Display terminal with fault tolerant network interface | 1912.29
MX-4020 | Remote Control terminal with std network interface | 1228.49
MX-4020-FT | Remote Control terminal with fault tolerant network interface | 2160.31
MX-4100 | Single loop, non extendable | 1617.92
MX-4201 | Single loop, extendable to two loops | 2081.51
MX-4202 | Two loop, non extendable | 2373.56
MX-4401 | One loop, extendable to four loops | 2922.91
MX-4404 | Four loop non extenable | 3796.75
MXP-002 | Loop driver card (Apollo/Hochiki) | 263.01
MXP-003F | Standard network card | 369.38
MXP-009F | Fault tolerant network card | 922.31
MXP-011 | Access enable key switch assembly | 99.97
MXP-011F | Access enable key switch assembly factory fitted to panel | 144.52
MXP-013-100F | 100 way zone LED card factory fitted to panel | 568.49
MXP-034 | Peripheral Bus - 4 way sounder card | 452.33
MXP-035 | Peripheral Bus - 4 way relay card | 403.43
MXP-506 | Routing termination card | 148.86
MXP-510 | BMS/Graphics interface (card only) | 712.79
MXP-510-BX | BMS/Graphics interface (boxed) | 907.55
MXP-510-BX-FT | BMS/Graphics interface (boxed) fault tolerant | 1768.98
MXP-510-FT | BMS/Graphics interface (card only) fault tolerant | 1574.17
MXP-532 | Routing protection / interface | 376.42
MXP-547 | ESPA pager interface for Elan | 1240.85
MXP-547-BX | ESPA pager interface for Elan, boxed | 1419.4
MXP-554 | ipGateway interface (card only) | 923.33
MXP-554-BX | ipGateway interface (boxed) | 1137.27
MXP-554-FT | ipGateway interface (card only) fault tolerant | 1803.86
MZAOV-1001 | 2 zone, extendable to 4, 3A PSU | 753.92
MZAOV-1001A | Single zone non extendable, 3A PSU | 611
MZAOV-1002 | 2 zone, extendable to 4, 5A PSU | 904.15
MZAOV-1003 | 2 zone, extendable to 8, 10A PSU | 1431.34
MZAOV-3001 | 2 zone extension card | 208.65
MZAOV-3002 | PIR, Rain Sensor & BMS add on card | 139.1
NC2-400D1L | 2 cell stick, 4Ah, 2.4 volt with leads | 11.48
NC2-400D2L | 2 cell pack, 4Ah, 2.4 volt with leads | 11.48
NC3-400D1L | 3 cell stick, 4Ah, 3.6 volt with leads | 17.27
NC3-400D2L | 3 cell pack, 4Ah, 3.6 volt with leads | 16.28
NC4-400D1L | 4 cell stick, 4Ah, 4.8 volt with leads | 22.99
NC4-400D2L | 4 cell pack, 4Ah, 4.8 volt with leads | 22.99
NC400D | Single cell, 4Ah, 1.2 volt (supplied with solder tags only) | 5.62
NC5-400D1L | 5 cell stick, 4Ah, 6.0 volt with leads | 28.69
NC5-400D2L | 5 cell pack, 4Ah, 6.0 volt with leads | 28.69
NC802DB | Standard call point, button reset & remote socket | 37.87
NC802DEB-1-2 | Emergency call point, button reset & remote socket | 69.39
NC805C-6 | Tail call button, 6ft | 19.51
NC806C | Over door light | 30.32
NC806CS | Over door light with sounder | 46.69
NC807C | Ceiling pull cord (no reset) | 26.47
NC809DB | Button reset point | 15.42
NC910F | 10 zone call controller c/w on board 12v 300mA PSU. Flush mount | 275.53
NC920F | 20 zone call controller c/w on board 12v 300mA PSU. Flush mount | 374.73
NC951 | Standard finish disabled persons toilet alarm kit | 149.79
NC951-SS | Stainless steel disabled persons toilet alarm kit | 264.66
NFW-SDT-DL2 | Corridor Luminaire | 161.17
NFW-SDT-DL3 | Open Space Luminaire | 158.6
NFW-SDT-EL20D | 20mm Frame - Arrow Down Legend | 154.74
NFW-SDT-EL20L | 20mm Frame - Arrow Left Legend | 154.74
NFW-SDT-EL20R | 20mm Frame - Arrow Right Legend | 154.74
NFW-SDT-EL20U | 20mm Frame - Arrow Up Legend | 154.74
NFW-SDT-EL40D | 40mm Frame - Arrow Down Legend | 181.37
NFW-SDT-EL40L | 40mm Frame - Arrow Left Legend | 167.63
NFW-SDT-EL40R | 40mm Frame - Arrow Right Legend | 167.63
NFW-SDT-EL40U | 40mm Frame - Arrow Up Legend | 167.63
NFW-SDT-NF89-C | High Powered Corridor Luminaire | 487.4
NFW-SDT-NF89-O | High Powered Open Space Luminaire | 483.53
NP1.2-12 | 1.2Ah, 12 volt | 16.74
NP10-6 | 10Ah, 6 volt | 32.65
NP12-12 | 12Ah, 12 volt | 60.84
NP12-6 | 12Ah, 6 volt | 39.19
NP18-12 | 18Ah, 12 volt | 84.17
NP2.1-12 | 2.1Ah, 12 volt | 19.29
NP24-12 | 24Ah, 12 volt | 105.54
NP3.2-12 | 3.2Ah, 12 volt | 22.81
NP38-12 | 38Ah, 12 volt | 168.86
NP4-12 | 4.0Ah, 12 volt | 30.4
NP4-6 | 4Ah, 6 volt | 17.14
NP65-12 | 65Ah, 12 volt | 287.02
NP7-12 | 7.0Ah, 12 volt | 28.24
OPCARD-8 | 8 way output card | 169.01
ORB-DB-00003 | Time Saver base with schottky diode | 4.94
ORB-HT-11001 | A1R combined heat detector, 57oC | 19.66
ORB-HT-11002 | A2S fixed temperature heat detector, 57oC | 19.53
ORB-HT-11004 | BS fixed temperature heat detector, 75oC | 20.8
ORB-HT-41001-MAR | Orbis Marine A1R heat detector | 29.57
ORB-HT-41004-MAR | Orbis Marine BS heat detector | 29.58
ORB-HT-41006-MAR | Orbis Marine CS heat detector | 29.58
ORB-HT-51145 | I.S A1R heat detector | 97.4
ORB-MB-00001 | Time Saver standard base | 5.67
ORB-MB-00001-MAR | Orbis Marine TimeSaver base | 7.97
ORB-MB-00002 | Time Saver base without continuity switch | 5.32
ORB-MB-50018 | I.S detector base | 12.74
ORB-OH-13001 | Multi sensor detector | 31.04
ORB-OH-43001-MAR | Orbis Marine multisensor detector | 64.16
ORB-OH-53027 | I.S multisensor | 138.47
ORB-OP-12001 | Optical smoke detector | 29.63
ORB-OP-42001-MAR | Orbis Marine optical smoke detector | 56.01
ORB-OP-52027 | I.S optical smoke detector | 114.71
ORB-RB-10004 | Time Saver relay base | 23.79
ORB-SW-10005 | Twin Wire Time Saver base | 14.52
OSE-HPW | Emitter, high power, 24vdc | 707.92
OSE-SP-01 | Emitter, standard power, battery version | 449.98
OSE-SPW | Emitter, standard power, 24vdc | 449.98
OSI-10 | Imager, 7o coverage, 24vdc | 927.69
OSI-90 | Imager, 80o coverage, 24vdc | 957.56
OSID-INST | Installation kit (includes: laser alignment tool, test filter & FTDI PC cable) | 260.18
OSID-WG | Protective cage | 72.52
PC-NET-003 | Configuration software & lead | 177.25
PC-NET-003-USB | Configuration software & USB upload/download lead | 253.53
PC-NET-004 | Remote dial-up software (virtual panel) | 885.09
PC-NET-007 | Logo programming software | 172.26
PC-NET-015 | Servicing Tool | 175.34
PDA103C | Counter hearing loop kit | 216.99
PDA103L | Small room loop kit (tie/desk mic) | 215.3
PDA103R | Small room loop kit (omni-directional plated mic) | 255.47
PDA103S | TV lounge loop kit | 274.67
PL1-K3 | Portable hearing loop kit | 334.62
PL1-SHELF | Wall mounting storage shelf for PL1 amplifier | 49.55
PRO45 | Hanging ambient mic. for PDA-PRO Range or APXM plate | 424.87
PS200 | Universal transparent hinged cover | 3.95
PS210 | Frangible element, glass replacement | 1.28
PSAL-50EN54 | 5.0 amp, 24vdc, large cabinet, space for up to 38Ah batteries | 574.39
PSAM-30EN54 | 3.0 amp, 24vdc, medium cabinet, space for up to 18Ah batteries | 405.44
PSAM-50EN54 | 5.0 amp, 24vdc, medium cabinet, space for up to 18Ah batteries | 529.35
PSAS-15EN54 | 1.5 amp, 24vdc, small cabinet, space for up to 7Ah batteries | 234.39
PSAS-30EN54 | 3.0 amp, 24vdc, small cabinet, space for up to 7Ah batteries | 338.76
PSC-0042 | Sonos sounder/LED beacon, red lens, red deep base | 47.22
PSC-0047 | Sonos sounder/LED beacon, red lens, red shallow base | 46.44
PSS-0020 | Sonos sounder, red, deep base | 24.99
PX-100 | LifeLine 2W control panel | 4479.27
PXM-001 | Recessing bezel for PX-100 | 116.41
QT601-2 | Quantec controller, one required per system, space for 2 x 7Ah batteries | 591.22
QT602 | Quantec call point & remote socket, button reset | 66.41
QT603 | Quantec network splitter | 37.19
QT606 | Quantec slave over door light | 89.36
QT606A | Quantec addressable over door light c/w sounder | 76.42
QT607 | Quantec slave ceiling pull unit | 29.11
QT608C | Quantec corridor display unit with controls | 271.08
QT707 | Quantec programming software & upload/download lead | 145.55
REBOX24-10 | 8A, 24vdc, double pole boxed relay | 36.75
REBOX24-5 | 5A, 24vdc, double pole boxed relay | 34.33
RECARD-TMR | Timer/pulsing relay, PCB only | 61.98
RECARD24-8F | 8A, 24vdc, double pole relay card | 17.94
REDBOI0250 | Red ABS 25mm union | 3.17
REDBOP0250 | Red ABS 3/4” union | 3.16
REDCAI0250 | Red ABS 25mm end cap | 0.91
REDCAP0250 | Red ABS 3/4” end cap | 1.07
REDCKI025F | 25mm red capillary kit with flush air sample point | 15.31
REDCKP025F | 3/4” red capillary kit with flush air sample point | 15.32
REDCLE0250 | Red ABS 3/4” sampling pipe - 3m lengths | 6.96
REDCLI0250 | Red ABS 25mm sampling pipe - 3m lengths | 6.96
REDCUI0250 | Red ABS 25mm 90o bend | 3.09
REDCUP0250 | Red ABS 3/4” 90o bend | 3.08
REDGOI0250 | Red ABS 25mm 90o elbow | 1.09
REDGYI0250 | Red ABS 25mm 45o elbow | 0.76
REDGYP0250 | Red ABS 3/4” 45o elbow | 0.76
REDLAB001 | Sampling point label (roll of 100) | 14.05
REDMAI0250 | Red ABS 25mm socket | 0.57
REDMAP0250 | Red ABS 3/4” socket | 0.57
REDPCR0250 | Red 25mm pipe clip | 0.84
REDTII0250 | Red ABS 25mm equal tee | 0.98
REDTIP0250 | Red ABS 3/4” equal tee | 0.98
REM-C | Multi purpose indicator LED, 3-16vdc or 5-30vdc | 10.09
REM-C-B | Multi purpose LED & buzzer, 3-16vdc or 5-30vdc | 17
RIL58 | ‘Detector Activated’ remote indicator (flush) | 6.21
RILBOX | Back box for RIL58 remote indicator | 2.35
ROBASE-LX-W-RF-R | Red unit, red flash - W-2.4-7.5 | 49.79
ROBASE-LX-W-RF-W | White unit, red flash - W-2.4-7.5 | 49.79
ROLP-R-D | Roshni sounder, red, c/w deep base | 21.5
ROLPSB-RL-R-D | Roshni SB red sndr/LED beacon, deep base, 21mA | 58.81
RP-BD2-11 | Blue, supplied with std function label set | 26.42
RP-GD2-11 | Green with running man legend | 26.42
RP-K-10 | Spare reset key, pack of 10 | 9.5
RP-OD2-11 | Orange, supplied with std function label set | 26.42
RP-RD2-01 | Red, EURO FLAME LEGEND | 16.49
RP-RD2-11 | Red with Euro flame legend | 26.91
RP-RD2-TW | Twin Wire call point. EURO FLAME LEGEND | 18.85
RP-WD2-11 | White, supplied with std function label set | 26.42
RP-YD2-11 | Yellow, supplied with std function label set | 26.42
S1000 | Optical smoke detector | 28.45
S187 | Software download lead for Syncro panels | 141.03
S2000 | Multi-sensor detector | 29.6
S3500-A1R | Fixed temperature heat detector | 19.7
S3500-B | Rate of rise heat detector | 19.7
SA4700-100 | Switch monitor unit | 73.53
SA4700-102 | Intelligent input/output unit | 87.13
SA4700-103 | Mains switching input/output unit | 102.64
SA4700-104 | Dual input/output unit | 117.34
SA4700-300 | DIN-Rail switch monitor | 82.11
SA4700-302 | DIN-Rail input/output | 97.92
SA5000-200 | Soteria XPERT 8 intelligent mounting base | 4.32
SA5000-400 | Soteria heat detector without isolator | 64.09
SA5000-600 | Soteria optical smoke detector without isolator | 64.09
SA5000-700 | Soteria optical/heat multi-sensor without isolator | 76.78
SA5100-400 | Soteria heat detector with isolator | 67.15
SA5100-600 | Soteria optical smoke detector with isolator | 67.15
SA5100-700 | Soteria optical/heat multi-sensor with isolator | 76.78
SA5900-908 | Intelligent manual call point, red | 47.97
SA6700-100 | Dual switch monitor unit | 97.37
SA7800-870 | Apollo analogue addressable test set | 1079.14
SAB300C | Strobe light, mains powered, clear lens | 62.3
SAF7070000 | XFP programming lead only, 2m | 28.53
SAFE-D30 | Fire cable clip - up to 30mm trunking - box of 50 | 23.79
SAFE-D40 | Fire cable clip - up to 40mm trunking - box of 50 | 17.42
SAFE-D50 | Fire cable clip - up to 50mm trunking - box of 50 | 24.64
SAL-CP-0012 | Salamander Control Panel | 445.19
SAL-DC-0050 | Salamander Door Closer - Right Hand | 602.69
SAL-DC-0051 | Salamander Door Closer - Left Hand | 602.69
SAL-DR-0013 | Salamander Magnetic Door Retainer c/w Keeper Plate | 361.62
SAL-EB-S001 | Salamander Extension Bracket 200mm | 68.45
SAL-EB-S002 | Salamander Extension Bracket 300mm | 71.17
SAL-EB-S003 | Salamander Extension Bracket 500mm | 77.98
SAL-FB-S001 | Salamander Floor Mounting Bracket | 23.93
SAL-SB-0014 | Salamander Signal Booster | 314.6
SAL-ZS-0040 | Salamander Zleepsafe Vibrating Pillow Alarm | 482.3
SBASE-R | Red shallow base | 2.73
SBASE-W | White shallow base | 2.78
SC086 | Pack of 6 spare keys for 2 Position key switch call points | 28.77
SC087 | Pack of 6 spare keys for 3 Position key switch call points | 28.77
SCORP1001 | Scorpion point detector test head | 483.31
SCORP2001 | Scorpion ASD head unit kit | 455.94
SCORP25 | Scorpion access point | 120.39
SCORP7000 | Scorpion engineers portable controller | 1444.44
SCORP8000 | Scorpion wall mounted control panel | 891.08
SDP-3 | Duct probe housing | 223.93
SI-CAP2 | Blanking cover for base sounders, ivory | 1.96
SI-CAP2-WHT | Blanking cover for YBN-R-3-SCI-WHT | 1.96
SMOKESABRE | Hand held detector test can, 150ml | 23.18
SNDEXT-4 | 4 way sounder circuit extension card | 92.56
SNV0004 | Combined Red 6” bell with visual alarm device | 135.8
SO-A-3C | Amber lens xenon beacon, no base | 35.74
SO-R-3C | Red lens xenon beacon, no base | 31.41
SOC-E3N | Optical smoke detector | 30.66
SOL-LX-C-RF-W-D | White, red flash, deep base, IP65 - C-3-7.5 | 49.63
SOL-LX-C-RF-W-S | White, red flash, shallow base, IP33C - C-3-7.5 | 49.63
SOL-LX-W-RF-R-D | Red, red flash, deep base, IP65 - W-2.4-7.5 | 49.63
SOL-LX-W-RF-R-S | Red, red flash, shallow base, IP33C - W-2.4-7.5 | 49.63
SOL-LX-W-RF-R-U | Red, red flash, U base, IP65 - W-2.4-7.5 | 48.7
SOL-LX-W-RF-W-D | White, red flash, deep base, IP65 - W-2.4-7.5 | 48.7
SOL-LX-W-RF-W-S | White, red flash, shallow base, IP33C- W-2.4-7.5 | 48.7
SOL-LX-W-RF-W-U | White, red flash, U base, IP65 - W-2.4-7.5 | 51.14
SOL-RL-R | Red LED beacon, no base | 35.41
SOLO-A10S | Smoke test can, 250ml (HFC free, non-flammable) for use with SOLO330 dispenser | 84.43
SOLO-A5 | Smoke test can, 250ml (flammable) for use with SOLO330 dispenser | 25.09
SOLO-C3 | CO test can, 250ml for use with SOLO330 dispenser | 37.87
SOLO-ES3 | SOLO365 smoke cartridge | 48.29
SOLO100 | 4 section telescopic pole, 4.5 metres | 524.97
SOLO101 | Extension pole, 1.13 metres | 154.39
SOLO108 | 2 section telescopic pole, 2.5 metres | 264.79
SOLO200 | Universal detector removal tool | 318.27
SOLO330 | Smoke & CO test can dispenser | 276.67
SOLO365 | SOLO365 smoke detector tester set | 1070.89
SOLO370 | SOLO365 spare battery pack | 257.9
SOLO371 | SOLO365 spare smoke generator | 356.47
SOLO372 | SOLO365 ASD system testing adaptor | 151.35
SOLO460 | Cordless heat detector head unit only | 701.02
SOLO461 | Cordless heat detector test kit | 1163.62
SOLO610 | Protective storage bag (includes pole bag) | 206.38
SOLO612 | Urban Kit Pole Bag | 41.05
SOLO613 | SOLO Urban Kit Backpack & Poles to 5M | 1368.83
SOLO727 | 220/240v mains & car charger | 188.85
SOLO770 | Battery baton | 210.4
SOLO808 |  | 561.37
SOLO810 |  | 402.03
SOLO812 |  | 1582.12
SOLO814 |  | 2048.24
SOLO822 |  | 2459.67
SOLO823 |  | 2633.36
SOLO900 |  | 2664.4
SOLO908 |  | 1417.63
SOLO909 |  | 1724.06
SOLO911 |  | 2275.88
SPECTRUM-M-1W-LED | Spectrum LED exit sign, surface - c/w legend pack | 69.85
SPECTRUM-R-1W-LED | Spectrum LED exit sign, recessed - c/w legend pack | 88.17
SQ-03-W | Squashni sounder, std white | 25.48
SQ-CVR-W | Blanking cover, std white | 2.08
SQG3-23 | SQG3 base/platform sounder VAD - Open Class | 64.97
SQG3-CVR-W | Pack of 5 blanking covers, white | 9.67
SQG3-VID | Sounder/LED beacon, white, red flash | 75.82
STI-9604 | 175mm Di x 75mm D. For flush cabled detector | 33.26
STI13010-FR | Universal Stopper, flush, red, FIRE | 54.63
STI13020-FR | Universal Stopper with sounder, flush, red, FIRE | 103.77
STI13110-FR | Universal Stopper, surface, red, FIRE | 69.29
STI13120-FR | Universal Stopper with sounder, surface, red, FIRE | 118.35
STI13610-FR | Enviro Stopper, red with fire label | 175.11
STI13620-FR | Enviro Stopper + sounder, red with fire label | 239.72
STI14010-FR | Low profile Univ Stopper, flush, red, FIRE | 58.83
STI14020-FR | Low profile Univ Stopper + sndr, flush, red, FIRE | 111.74
STI14110-FR | Low profile Univ Stopper, surface, red, FIRE | 72.55
STI14120-FR | Low profile Univ Stopper + sndr, surface, red, FIRE | 127.45
STI15010ML | Euro Stopper Multi Kit flush mount | 42.76
STI15020ML | Euro Stopper Multi Kit + sounder, flush mount | 93.41
STI15C10ML | Euro Stopper Multi Kit surface mount | 58.32
STI15C20ML | Euro Stopper Multi Kit + sounder, surface mount | 107.36
STI6200 | Fire extinguisher theft Stopper | 68.75
STI6400 | Exit Stopper emergency exit alarm | 149.76
STI9102 | Small thermostat protector, flush mount with frangible lock | 24.29
STI9105 | Medium thermostat protector, flush mount with key lock | 32.79
STI9110 | Large thermostat protector, flush mount with key lock | 39.31
STI9602 | 210mm Di x 108mm D. For up to 8” bell | 38.25
STI9605 | 180mm Di x 115mm D. For surface cabled detector | 36.76
STI9614 | 198mm Di x 152mm D, large | 46.3
STI9615 | 95mm Di x 90mm D, small | 39.65
STI9617 | 149mm Di x 127mm D, medium | 38.78
STI9644 | 220mm H x 450mm W x 128mm D | 78.57
STI9648 | 160mm H x 460mm W x 150mm D | 257.4
STI9840 | For FFE Fireray 5000 detector head | 27.16
STI9841 | For FFE Fireray 5000 controller | 38.96
STX2410-E | 10 amp, 24vdc, E cabinet, space for up to 18Ah batteries | 560.19
STX2410-H | 10 amp, 24vdc, H cabinet, space for up to 38Ah batteries | 607.37
SW-MISOL | Mains isolator in steel, single gang box | 37.26
SY-R | Red, low current. 100dB(A) - tone 3, 5mA | 36.43
SYBASE-LX-W-RF-R | Red unit, red flash - W-2.4-7.5 | 48.83
SYBASE-LX-W-RF-W | White unit, red flash - W-2.4-7.5 | 51.27
SYHO-R | Red, high O/P. Up to 120dB(A), 240mA | 91.52
SYHO-R-WP | Red, high O/P, waterproof. Up to 120dB(A), 240mA | 130.78
SZAOV-1001 | Single zone non extendable, 3A PSU | 390
TAL07127 | Adjustable mounting bracket | 172.18
TAL12545 | Stainless steel weather shield | 251.88
TAL16219 | IR3 Triple IR flameproof (Exd) high temperature | 3398.8
TAL16291 | UV/IR2 UV & Dual IR high temperature | 2942.87
TAL16511 | IR2 Dual IR flameproof (Exd) | 2522
TAL16519 | IR3 Triple IR flameproof (Exd) | 2936.48
TAL16571 | IR2 Dual IR, intrinsically safe | 2397.64
TAL16579 | IR3 Triple IR, intrinsically safe | 2595.34
TAL16581 | IR2 Dual IR | 2270.11
TAL16589 | IR3 Triple IR | 2569.82
TAL16591 | UV/IR2 UV & Dual IR | 2649.53
TAPE-P | 50m printed hearing loop foil loop tape | 57.36
TB16 | KAC call point conversion kit, black bezel | 18.87
TC3-6PACK | Testifire CO capsule, 6 pack | 479.47
TCH-B200 | Hand held address programmer for ESP devices | 140.65
TESTIFIRE1000 | Testifire smoke & heat head unit only | 1527.24
TESTIFIRE1001 | Testifire smoke & heat set | 1854.81
TESTIFIRE2000 | Testifire smoke heat & CO head unit only | 1990.09
TESTIFIRE2001 | Testifire smoke, heat & CO set | 2201.69
TESTIFIRE9001 | Testifire smoke & heat kit | 3345.43
TESTIFIRE9201 | Testifire smoke, heat & CO kit | 3538.98
TFBC-140KIT160 | 140 - 160M reflector extension kit | 218
TFBC-140KIT160-AF | 140 - 160M anti fog reflector extension kit | 360.51
TFBC-70KIT140 | 70 - 140M reflector extension kit | 81.75
TFBC-70KIT140-AF | 70 - 140M anti fog reflector extension kit | 170.72
TFBC-ADAPTOR | Unistrut bracket | 52.32
TFBC-FB-BRACKET | Universal wall bracket for heads & reflectors | 119.9
TFBC-FIREBEAMXTRA | Reflective Firebeam set, 5 - 70M | 508.99
TFBC-FOGKIT | Anti fog reflector & lens window kit | 96.38
TFBC-REF-AF | Anti fog reflector | 42.43
TFBC-WINDOW-AF | Anti fog window | 63.63
TOUCH-10 | Touch screen terminal, std network | 3015.76
TOUCH-10-FT | Touch screen terminal, fault tolerant | 3803.58
TOUCH-10-SBB | Surface back box | 105.28
TPCA04-H | 4 way extension zone card with additional outputs & sndr ccts | 174.15
TPCA05 | Comms card for repeater & network connections | 142.72
TPCA07 | 4 zone expansion card | 130.48
TRX0.7A-24 | 24vdc, 0.7 amp continuous rating. Max current 1.0 amp | 73.51
TRX1A-24 | 24vdc, 1 amp continuous rating. Max current 1.5 amp | 91.89
TRX2.5A-24 | 24vdc, 2.5 amp continuous rating. Max current 3.2 amp | 107.2
TS3-3PACK | Testifire smoke capsule, 3 pack | 237.74
TS3-6PACK | Testifire smoke capsule, 6 pack | 458.49
TS4000E | Geze EM door closer with std V arm, silver | 309.75
TS4000EFS | Geze EM door closer with Swing Free arm, silver | 330.75
UB-4SD | Detector base with schottky diode | 5.49
UB-6-EV | Standard detector base | 4.13
UBASE-R | Red ‘U’ base (IP65) | 2.84
UBASE-W | White ‘U’ base (IP65) | 3.55
URBAN1001-1 | Urban Testifire Smoke/Heat Test Kit to 5M | 3166.56
URBAN2001-1 | Urban Testifire Smoke/Heat/CO Test Kit to 5M | 3539.12
URBAN365 | Urban SOLO365 Smoke Test Kit to 5M | 2372.63
VCA-C7SR | 50 x P clip, red, suitable for 2 core 1.5mm cable | 22.49
VCA-C7SW | 50 x P clip, white, suitable for 2 core 1.5mm cable | 22.47
VCA-C9SR | 50 x P clip, red, suitable for 4 core 1.5mm cable | 27.94
VCA-S8DR | 50 x Saddle clips, suitable for 2 core 1.5mm cable | 22.49
VEP-A00-1P | VESDA-E VEP with LEDs, 1 pipe | 3193.43
VEP-A00-P | VESDA-E VEP with LEDs, 4 pipe | 4087.61
VEP-A10-P | VESDA-E VEP with 3.5” display, 4 pipe | 4822.42
VEU-A00 | VESDA VEU with LEDs | 6210.7
VEU-A10 | VESDA VEU with 3.5” display | 7151.09
VLF-250 | VESDA LaserFOCUS 250 (up to 2,500 sq feet) | 1905.22
VLF-500 | VESDA LaserFOCUS 500 (up to 5,000 sq feet) | 2533.06
VM240 | Mains rated relay module | 103.59
VMC100 | Single supervised output module plate | 63.83
VMCZ100 | Conventional zone module | 103.59
VMI100 | Single supervised input module plate | 59.85
VMIC404 | 4 input & 4 relay output module | 133.87
VPA-AGRIPPA | Agrippa vibrating pillow alarm | 426.49
VPS-215 | VESDA power supply 24vdc 1A | 370
VPS-220 | VESDA power supply 24vdc 2A | 419.04
VPS-220-STX | VESDA-E STX power supply 0.5A 14Ah - black | 441.25
VPS-220-STX-SLV | VESDA-E STX power supply 0.5A 14Ah - silver | 509.18
VPS-250 | VESDA power supply 24vdc 5A | 665.3
VPS-250-STX | VESDA-E STX power supply 2A 24Ah - black | 638.31
VPS-250-STX-SLV | VESDA-E STX power supply 2A 24AH - silver | 669.09
VS-BELB-R-RL-D | Red with deep base. Waterproof to IP66 | 67.68
VS-BELB-R-RL-S | Red with shallow base | 66.4
VS-BELB-W-RL-S | White with shallow base | 66.4
VS-BER-24-D | Red sounder with deep base. Waterproof to IP65 | 28.31
VS-BER-24-S | Red sounder with shallow base | 26.7
VS-BEXB-R-RL-D | Red sounder, red lens, deep base. IP66 | 61.81
VS-BEXB-R-RL-S | Red sounder, red lens, shallow base | 60.53
VS-BEXB-W-RL-D | White sounder, red lens, deep base. IP66 | 62.43
VS-BEXB-W-RL-S | White sounder, red lens, shallow base | 61.15
VS-FC3-A-R-0-S | Red sounder, shallow base | 145.03
VS-FC3-A-R-R-D | Red sounder with LED beacon, deep base, IP66 | 182.14
VS-FC3-A-R-R-S | Red sounder with LED beacon, shallow base | 182.14
VS-FC3-C-W | White base mounted sounder | 131.51
VSP-005 | VESDA detector filter cartridge | 129.72
VSP-025 | VESDA detector filter cartridge (pack of 20) | 2115.85
WA9203-AOV | Smoke Vent rocker switch, orange | 42.92
WAK20S11-SA | Orange, NO FUNCTION MARKING | 39.79
WAK30S-AOV | Smoke Vent Firemans Key Switch, orange | 44.91
WBK20S11-SB | Blue, NO FUNCTION MARKING | 31.55
WBK21S11-SB | Blue, NO FUNCTION MARKING | 31.55
WCP1A-R-470 | Red, 470Ω/short cct. EURO FLAME LEGEND | 84.01
WCP1A-R-470-IS | I.S red waterproof call point, 470Ω | 124.31
WCP1A-R-470-R | Marine approved waterproof call point, red, 470Ω | 79.01
WCP1B-R-TW | Twin Wire call point. EURO FLAME LEGEND | 85.78
WCP3A-B | Blue, NO/NC. BOMB ALARM | 97.32
WCP3A-G | Green, NO/NC. EMERGENCY DOOR RELEASE | 97.32
WCP3A-R | Red, NO/NC. EURO FLAME LEGEND | 81.43
WCP3A-W | White, NO/NC. NO FUNCTION MARKING | 89.52
WCP3A-Y | Yellow, NO/NC. NO FUNCTION MARKING | 97.32
WCP4A-G | Green waterproof, double pole, break glass | 131.95
WGK20S12-SG | Green, EMERGENCY DOOR RELEASE | 31.55
WGK21S12-SG | Green, EMERGENCY DOOR RELEASE | 31.55
WHTBOI0250 | White ABS 25mm union | 3.97
WHTCAI0250 | White ABS 25mm end cap | 1.09
WHTCLI0250 | White ABS 25mm sampling pipe - 3m lengths | 7.48
WHTCUI0250 | White ABS 25mm 90o bend | 3.62
WHTGOI0250 | White ABS 25mm 90o elbow | 1.21
WHTGYI0250 | White ABS 25mm 45o elbow | 0.95
WHTMAI0250 | White ABS 25mm socket | 0.63
WHTPCR0250 | White 25mm pipe clip | 0.98
WHTTII0250 | White ABS 25mm equal tee | 1.14
WRK20S01-SR | Red, FIRE (EURO HOUSE FLAME) | 33.09
WRK21S01-SR | Red, FIRE (EURO HOUSE FLAME) | 31.2
WRP2-R-01 | Red, EURO FLAME LEGEND | 75.67
WRP2-R-TW | Twin Wire call point. EURO FLAME LEGEND | 81.29
WWK20S11-SW | White, NO FUNCTION MARKING | 31.55
WWK21S11-SW | White, NO FUNCTION MARKING | 31.55
WY9203-AOV | Smoke Vent rocker switch, yellow | 41.5
WYK20S11-SY | Yellow, NO FUNCTION MARKING | 31.55
WYK21S11-SY | Yellow, NO FUNCTION MARKING | 31.55
WYK30S-AOV | Smoke Vent Firemans Key Switch, yellow | 39.97
XFP501-X | XFP one loop, 32 zone, XP95/Discovery protocol | 821.99
XFP501E-H | XFP single loop, 16 zone, Hochiki ESP protocol | 605.67
XFP501E-X | XFP single loop, 16 zone, XP95/Discovery protocol | 605.67
XFP502-H | XFP two loop, 32 zone, Hochiki ESP protocol | 1033.4
XFP502-X | XFP two loop, 32 zone, XP95/Discovery protocol | 1033.4
XFP507 | XFP configuration software kit (all protocols), includes download lead | 153.97
XFP508H | Hush Button, Hochiki ESP | 106.44
XFP508X | Hush Button, Apollo XP95/Discovery | 106.44
XL-RDU | LCD remote display unit | 508.44
XL32-16 | 16 zone | 1020.3
XL32-24 | 24 zone | 1333.27
XL32-32 | 32 zone | 1646.25
XLEN-12 | 12 zone | 619.69
XLEN-2 | 2 zone | 331.75
XLEN-4 | 4 zone | 381.83
XLEN-6 | 6 zone | 444.42
XLEN-8 | 8 zone | 494.5
XLEN-R-12 | 12 zone repeater panel | 287.94
XPA-CB-11170 | A1R heat detector with address module, c/w base | 279.53
XPA-CB-11171 | CS heat detector with address module, c/w base | 279.65
XPA-CB-12034 | Optical detector with address module, c/w base | 281.93
XPA-CB-13032 | Multisensor detector with address module, c/w base | 298.47
XPA-CB-14001 | Red sounder | 363.41
XPA-CB-14002 | White sounder | 363.41
XPA-CB-14003 | Sounder/beacon, red sounder, red lens | 419.33
XPA-CB-14004 | Sounder/beacon, white sounder, amber lens | 419.52
XPA-CB-14016 | Combined sounder & optical smoke detector | 536.41
XPA-CB-14017 | Combined sounder & A1R heat detector | 536.41
XPA-CB-14018 | Combined sounder & CS heat detector | 536.65
XPA-CB-14020 | Combined sounder/red lens beacon & optical smoke detector | 556.03
XPA-CB-14021 | Combined sounder/red lens beacon & A1R heat detector | 556.27
XPA-CB-14022 | Combined sounder/red lens beacon & CS heat detector | 556.27
XPA-IN-14011 | Single channel input/output unit | 271
XPA-IN-14012 | Dual channel input/output unit | 294.63
XPA-IN-14050 | 868MHz diversity Loop Interface | 559.1
XPA-IN-14102 | Xpander remote indicator module | 290.16
XPA-MC-14006 | Call point (integral address module) | 265.57
Y1.2-12 | 1.2Ah, 12 volt | 12.51
Y12-12 | 12Ah, 12 volt | 49.8
Y17-12 | 17Ah, 12 volt | 71.71
Y2.1-12 | 2.1Ah, 12 volt | 17.85
Y24-12 | 24Ah, 12 volt | 95.76
Y3.2-12 | 3.2Ah, 12 volt | 19.56
Y38-12 | 38Ah, 12 volt | 149.72
Y4-12 | 4.0Ah, 12 volt | 23.11
Y65-12 | 65Ah, 12 volt | 278.31
Y7-12 | 7.0Ah, 12 volt | 24.87
Y9-12 | 9.0Ah, 12 volt | 33.04
YBN-R-3 | Detector base, ivory | 3.69
YBN-R-3-BLK | Detector base, black | 5.7
YBN-R-3-SCI | Detector base with short circuit isolator, ivory | 25.03
YBN-R-3-SCI-WHT | Detector base with short circuit isolator, white | 25.03
YBN-R-3-WHT | Detector base, white | 3.69
YBN-R-6 | Standard detector base | 3.69
YBN-R-6SK | Detector base with schottky diode | 4.94
YBO-BS | Base sounder, ivory (req’s YBN-R-3 base) | 61.25
YBO-BS-WHT | Base sounder, white (req’s YBN-R-3-WHT base) | 55.98
YBO-BSB2-RL | Base sounder/beacon, ivory case red LEDs | 98.17
YBO-BSB2-WHT-RL | Base sounder/beacon, white case red LEDs | 98.17
YBO-BSB2-WHT-WL | Base sounder/beacon, white case white LEDs | 80.08
YBO-BSB2-WL | Base sounder/beacon, ivory case white LEDs | 80.08
YBO-R-3-RED | Mounting base for wall sounders | 3.06
YBO-R-3-WHT | Mounting base for wall sounders, white | 3.06
YBO-R-6PA | Twin Wire detector base | 15.02
YBO-R-6R | Detector base with latching relay | 15.11
YBO-R-6RN | Detector base with non latching relay | 29.19
YBO-R-SCI-RED | Mounting base for wall sounders with isolator | 25.03
YO3 | High output sounder, mains powered | 128.84