## Catalogue 4.7
IST Catalogue Issue 4.7 April 2024
CONTROL PANELS
Elan
HS-5100, 1 Loop Control Panels (Apollo/Hochiki)
Description | Part No | Price
Elan 5100 One Loop Control Panel Small Enclosure | HS-5101 | 1417.8
Elan 5100 One Loop Control Panel Medium Enclosure | HS-5101M | 1639.68
HS-5200, 1 - 2 Loop Control Panels (Apollo/Hochiki)
Description | Part No | Price
Elan 5200 One Loop Control Panel Medium Enclosure | HS-5201 | 1917.49
HS-5400, 1 - 4 Loop Control Panels (Apollo/Hochiki)
Description | Part No | Price
Elan 5400 One Loop Control Panel Large Enclosure | HS-5401 | 2730.95
HS-5800, 2 - 8 Loop Control Panels (Apollo/Hochiki)
Description | Part No | Price
Elan 5800 Two Loop Control Panel Extended Enclosure | HS-5802 | 6237.35
Elan 5800 Two Loop Control Panel Fault Tolerant Network Card | HS-5802-FT | 7149.25
Elan Remote Terminals
Description | Part No | Price
Elan Remote Display Terminal With Std Network Card | HS-5010 | 945.21
Elan Remote Control Terminal With Std Network Card | HS-5020 | 1162.15
Elan Remote Display Terminal With Flt Tolerant Network Card | HS-5010-FT | 1781.92
Elan Remote Control Terminal With Flt Tolerant Network Card | HS-5020-FT | 2014.34
Elan TouchControl Remote Terminals
Description | Part No | Price
Elan Touch Screen Terminal (Standard Network) | TOUCH-10 | 3324.57
Elan Touch Screen Terminal (Fault Tolerant Network) | TOUCH-10-FT | 4031.8
Surface Back Box For Elan Touch Screen Terminal | TOUCH-10-SBB | 111.59
Elan Network Cards
Description | Part No | Price
Standard Network Card For Elan Control Panels | HSP-503 | 337.65
Fault Tolerant Network Card For Elan Control Panels | HSP-509 | 959.31
Elan Additional LED Indications (suitable for large enclosures only)
Description | Part No | Price
LED Ind For Elan Panels 50 x RED FIRE | HSP-513L-050RD | 347.49
LED Ind For Elan Panels 100 x RED FIRE | HSP-513L-100RD | 487.49
LED Ind For Elan Panels 200 Zone RED/YELL | HSP-513L-200RY | 664.73
Elan Peripherals
Description | Part No | Price
Loop Driver Card For Elan Control Panels, Apollo, Hochiki | HSP-502 | 287.79
Access Enable Key Switch Assy For Elan Control Panels | HSP-511 | 107.67
On-Board Printer Assy For Elan Control Panels | HSP-512 | 678.09
Peripheral Bus 4 Way Sounder Card For MX Control Panels | MXP-034 | 517.46
Peripheral Bus - 4-Way Relay Card For MX Control Panels | MXP-035 | 461.53
P-BUS 8-Way Conventional Zone Card | HSP-536 | 720.13
Recessing Bezels
Description | Part No | Price
Recessing Bezel For Small Enclosure Elan Control Panels | HSM-501 | 97.67
Recessing Bezel For Medium Enclosure Elan Control Panels | HSM-502 | 102.42
Recessing Bezel For Large Enclosure Elan Control Panels | HSM-503 | 109.21
Recessing Bezel For Elan Remote Terminals | HSM-521 | 87.04
Recessing Bezel For Extended Enclosure Elan Control Panels | HSM-536 | 203.83
PC-NET Software
Description | Part No | Price
Config S/Ware & Download Kit For MX4000 & Elan Panels | PC-NET-003 | 202.78
Config Software & USB Download Kit For MX4000 & Elan Panels | PC-NET-003-USB | 290.02
Remote Dial Up Software For Elan & MX4000 Panels | PC-NET-004 | 973.58
Elan Logo Programming Software | PC-NET-007 | 197.06
Elan Series Service Tool | PC-NET-015 | 200.6
AlarmCalm Button
Description | Part No | Price
AlarmCalm Button With Integral Buzzer Apollo Protocol | HSP-541A-002 | 143.17
Elan Key Switch Control
Description | Part No | Price
2 Pos Key Switch (Trapped) For Elan Cntrl Panels | HSP-516 | 107.67
2 Pos Key Switch (Untrapped) For Elan Cntrl Panels | HSP-517 | 107.67
3 Pos Key Switch (Trapped) For Elan Cntrl Panels | HSP-515 | 115.31
Elan ipGateway
Description | Part No | Price
IP Gateway Interface (Card Only) | MXP-554 | 1056.29
IP Gateway Interface (Card Only) Fault Tolerant | MXP-554-FT | 2063.59
IP Gateway Interface (Boxed) | MXP-554-BX | 1301.01
Elan Graphical Interface
Description | Part No | Price
BMS/Graphics Interface (Card Only) | MXP-510 | 815.43
BMS/Graphics Interface (Card Only) Fault Tolerant | MXP-510-FT | 1800.84
BMS/Graphics Interface (Boxed) | MXP-510-BX | 1038.24
BMS/Graphics Interface (Boxed) Fault Tolerant | MXP-510-BX-FT | 2023.72
Lifeline Radio Paging System
Description | Part No | Price
ESPA Pager Interface For Elan | MXP-547 | 1419.52
ESPA Pager Interface For Elan - Boxed | MXP-547-BX | 1623.79
Mx-Pro 4 Analogue Control Panels
MxPro 4 Range (Apollo/Hochiki)
Description | Part No | Price
Mx-Pro 4 Remote Terminals
Description | Part No | Price
MX-4000 Remote Display Terminal With Std Network Interface | MX-4010 | 1121.66
MX-4000 Remote Control Terminal With Std Network Interface | MX-4020 | 1405.4
MX-4000 Remote Display Terminal For Fault Tolerant Network | MX-4010-FT | 2187.64
MX-4000 Remote Control Terminal For Fault Tolerant Network | MX-4020-FT | 2471.4
Mx-Pro 4 Peripherals
Description | Part No | Price
Loop Driver Card For MX Control Panels (Apollo/Hochiki) | MXP-002 | 300.88
Access Enable Key Switch Assy For MX Control Panels | MXP-011 | 114.36
Config S/Ware & Download Kit For MX4000 & Elan Panels | PC-NET-003 | 202.78
Config Software & USB Download Kit For MX4000 & Elan Panels | PC-NET-003-USB | 290.02
GO Single Loop Analaogue Addressable Control Panels
Description | Part No | Price
GO 1 Loop Fire Alarm Panel, Grey, 50 Addresses | GO1 | 981.31
GO 1 Loop Fire Alarm Panel, Grey, 126 Addresses | GO1+ | 1177.58
GO1 PBUS Adaptor Card | GOP-001 | 169.46
Routing Termination Card | MXP-506 | 360.31
Routing Protection / Interface | MXP-532 | 431.28
Comelit Analogue Addressable Control Panels & Accessories
LogiFire Easy 1 - 2 Loop Control Panel
Description | Part No | Price
LogiFire Panel 1-2 Loops (1 Loop Included) | 41CPE112 | 1026.16
1 Loop Expansion Card For ATENA Easy & LogiFire Easy | 41ECL022 | 224
LogiFire 1 - 4 Loop Control Panel
Description | Part No | Price
LogiFire Panel 1-4 Loops (1 Loop Included) | 41CPE118 | 2118.09
1 Loop Expansion Card For LogiFire 41CPE118 | 41ECL120 | 357.67
Expander Box 1- 4 Loop for 41CPE118 with PSU (1 Loop Includ | 41CPE104 | 1145.13
Repeater Panel
Description | Part No | Price
Repeater Panel For LogiFire | 41CPR100 | 806.28
Desk Mount Kit For 41CPR100 | 41KPR101 | 188.29
Flush Mounting Kit For 41CPR100 | 41KPR102 | 140.67
Network card RS485 For Atena & LogiFire | 41ECB000 | 205.03
Addressable Devices
Description | Part No | Price
Addressable Optical Smoke Detector With Isolator | 41RFU100 | 51.98
Addressable Heat Detector With Isolator | 41RCS100 | 48.6
Addressable Multisensor Detector With Isolator | 41RML100 | 60.58
Standard Addressable Base | 41RBX020 | 4.89
Addressable Manual Call Point With Isolator | 41PAM000 | 51.05
Loop Powered Sounder Base | 41SAB100 | 65.58
Loop Powered Wall Sounder | 41SAI000 | 56.74
Loop Powered Sounder/Beacon VAD EN54-23 | 41SCI000 | 82.54
#N/A | 41SCB100 | #N/A
Remote Indicator | 48FPT100 | 10.46
Module 2 Inputs + 2 Relays With Isolator (Big Box) | 41IOM022XL | 92.3
Programming Device
Description | Part No | Price
Programming Device For Addressable Devices | 41SPG000EN | 292.34
Beam Detectors
Description | Part No | Price
Beam Detector 50-100m With Reflector | 48BFC003 | 848.95
Beam Detector 5-50m With Reflector | 48BFC002 | 673.1
Kentec Syncro AS Analogue Control Panels
Syncro-As Lite Single Loop Control Panels
Description | Part No | Price
Kentec Syncro AS Lite - Apollo Protocol | LA81161M2 | 918.39
Kentec Syncro AS Lite - Apollo Protocol c/w Enable Keyswitch | LA80161M2 | 1033.2
Syncro AS Lite - Hochiki Protocol | LH81161M2 | 918.39
Syncro AS Lite c/w enable key - Hochiki Protocol | LH80161M2 | 1033.16
Syncro-As Single Loop Control Panels - Expandable to 2 Loops
Description | Part No | Price
Syncro AS Single Loop - Apollo Protocol | A81161M2 | 1157.53
Syncro AS Single Loop - Apollo Protocol c/w Enable Keyswitch | A80161M2 | 1234.1
Syncro AS 1 loop - Hochiki Protocol | H81161M2 | 1157.53
Syncro AS Analogue Control Panel Hochiki Enable Key Switch | H80161M2 | 1234.1
Syncro-As Accessories
Description | Part No | Price
Syncro View Local LCD Repeater Panel - Surface | K67000M1 | 765.34
Syncro View Local LCD Repeater Panel c/w Enable Keyswitch | K67001M1 | 813.95
Syncro AS loop card - Apollo | K586A | 621.85
Syncro AS loop card - Hochiki | K586H | 621.85
Syncro Fault Tolerant Network Interface Card | K555 | 526.2
Kentec Syncro Software Download Lead Standard | S187 | 161.68
C-TEC XFP Analogue Control Panels
XFP Control Panels
Description | Part No | Price
XFP Single Loop Economy, 16 Zone, XP95/Discovery | XFP501E-X | 694.95
XFP Single Loop Economy, 16 Zone, Hochiki ESP | XFP501E-H | 694.95
XFP One Loop, 32 Zone, XP95/Discovery | XFP501-X | 943.12
XFP Two Loop, 32 Zone, XP95/Discovery | XFP502-X | 1185.69
XFP Two Loop. 32 Zone, Hochiki ESP | XFP502-H | 1185.69
CFP/XFP Network Communication Card | CFP761 | 118.46
XFP Network Communication Card For 32 Zone Panels | AFP711 | 170.61
XFP Config Software & Programming Lead Kit | XFP507 | 176.67
XFP Programming Lead Only, 2m | SAF7070000 | 32.75
C-TEC BS 5839-6 Hush Buttons
Description | Part No | Price
BS5839-6 Hush Button, XP95/Discovery Protocol | XFP508X | 122.13
BS5839-6 Hush Button, Hochiki ESP Protocol | XFP508H | 122.13
C-TEC Hush-Active BS5839-6 Stand Alone Kit
Description | Part No | Price
C-TEC HUSH-ACTIV BS5839-6 Grade C Domestic Fire Alarm Kit | HAK-1 | 401.96
C-TEC Evac Alert - BS 8629 Evacuation Alert System
Description | Part No | Price
EAP 2l Loop, 8 Zone EVAC-ALERT Panel - Chassis Only | EAP2-8CA-CHASSIS | 5797.88
EACIE Outer Cabinet-Includes Lock & Mounting Bracket | EAPBOX | 6946.11
EACIE 8 Zone Switch / Indicator PCB | EAP8SWITCH | 853.64
EACIE Status PCB | EAPSTATUS | 116.88
EACIE EN54-3 24v Wall Sndr - Shallow Base Red | BF430C-EA-SR | 133.74
EACIE EN54-3 24v Wall Sndr - Shallow Base White | BF430C-EA-SW | 133.74
EACIE EN54-3 24v Wall Sndr/VID - Shallow Base Red | BF433C-EA-SR | 235.42
EACIE EN54-3 24v Wall Sndr/VID - Shallow Base White | BF433C-EA-SW | 235.42
EACIE 1 Way Flat Interface - Double Gang | CA736 | 185.48
EACIE 4 Way Flat Interface No PSU Extendable to 8 | CA737 | 533.51
EACIE 4 Way Flat Interface c/w PSU Extendable to 8 | CA737PSU | 320.11
Haes Esento Conventional Control Panels
Eclipse Control Panels
Description | Part No | Price
ESENTO Eclipse 2 Zone Conventional Control Panel | ECL-2 | 251.52
ESENTO Eclipse 4 Zone Conventional Control Panel | ECL-4 | 288.6
Recessing Bezel For Small Haes Panel Cabinets | FMK-ECL | 68.09
Excel Control Panels
Description | Part No | Price
ESENTO Excel 2 Zone Conventional Control Panel | XLEN-2 | 371.02
ESENTO Excel 4 Zone Conventional Control Panel | XLEN-4 | 400.16
ESENTO Excel 6 Zone Conventional Control Panel | XLEN-6 | 466.68
ESENTO Excel 8 Zone Conventional Control Panel | XLEN-8 | 487.58
ESENTO Excel 12 Zone Conventional Control Panel | XLEN-12 | 647.68
Excel Accessories
Description | Part No | Price
XLEN High Spec 4 Zone Extension Board | TPCA04-H | 186.35
Recessing Bezel For Medium Haes Panel Cabinets | FMK-XLEN | 85.98
Network Communications Board | TPCA05 | 152.7
Output Card With 8 x Sw -VE O/Ps & 8 x VFCO Relays | OPCARD-8 | 193.47
Evoque Control Panels
Description | Part No | Price
ESENTO Evoque 16 Zone Conventional Control Panel | XL32-16 | 1005.99
ESENTO Evoque 24 Zone Conventional Control Panel | XL32-24 | 1314.59
ESENTO Evoque 32 Zone Conventional Control Panel | XL32-32 | 1623.18
Recessing Bezel For Large Haes Panel Cabinets | FMK-XL32 | 104.31
Network Communications Board | TPCA05 | 152.7
Output Card With 8 x Sw -VE O/Ps & 8 x VFCO Relays | OPCARD-8 | 193.47
ESENTO Repeater Panels (Only for use with Excel or Evoque panels)
Description | Part No | Price
ESENTO 12 Way Fully Functional / Passive Repeater Panel | XLEN-R-12 | 466.68
Recessing Bezel For Small Haes Panel Cabinets | FMK-ECL | 68.09
ESENTO Remote Display Unit | XL-RDU | 628.58
ESENTO Spares
Description | Part No | Price
Set of 2 x 801 Keys (Haes Panel Door Key) | KEY801 | 11.13
Set of 2 x 134 Keys | KEY134 | 16.85
C-Tec CFP Conventional Control Panels
CFP Standard Control Panels
Description | Part No | Price
2 Zone Fire Control Panel | CFP702-4 | 256.09
4 Zone Fire Control Panel | CFP704-4 | 266.52
8 Zone Fire Alarm Control Panel | CFP708-4 | 370.84
CFP Standard Control Panel Accessories
Description | Part No | Price
CFP 8 Zone Repeater Panel | CFP760 | 327.7
CFP/XFP Network Communication Card | CFP761 | 118.46
CFP Relay Output Card | CFP762 | 94.6
CFP Economy Control Panels
Description | Part No | Price
Scope F-Link Radio Linking For Control Panels
F-Link Transceivers
Description | Part No | Price
Pair of F-LINK Transceivers c/w Aerials | FLINK4KIT | 2730
Additional F-Link Transceiver c/w Aerial | FLINK4 | 1365
F-Link Programming Kit | FLINK4PROG | 81.31
Paging Expansion
Description | Part No | Price
Connexions 6 Paging Transmitter For F-LInk, Mains | CX6FAC | 1131
Connexions 6 Paging Transmitter For F-LInk, 12vdc | CX6FDC | 1081.08
Geo Zoom 8/4 Line Text Pager | GEO87ZM | 296.4
Optional Aerials
Description | Part No | Price
Lightweight Dipole Aerial With Bracket & 5M Feeder. SMA Term | LDPSMA | 78.11
Folded Dipole Aerial Kit With 10m SMA Feed & Bracket | FDKIT10SMA | 379.08
Fike TwinFlex 2 Wire Control Panels & Devices
Twinflex Pro2 Control Panels & Repeater
Description | Part No | Price
Twinflex Pro2 2 Zone Control Panel | FK505-0002 | 439.87
Twinflex Pro2 4 Zone Control Panel | FK505-0004 | 529.21
Twinflex Pro2 8 Zone Control Panel | FK505-0008 | 681.99
Twinflex Pro2 Repeater Panel | FK505-0010 | 350.36
Twinflex Pro2 4 Zone Expansion Card | FK505-0006 | 246.86
Twinflex Pro 2 Conventional 4 Zone Expansion Card | FK505-0007 | 246.83
Twinflex Pro OSP PC Programming Software | FK505-0040 | 75.85
Twinflex Multipoint ASD Detectors
Description | Part No | Price
Twinflex Multipoint ASD Detector | FK204-0003 | 59.71
Twinflex Multipoint ASD Detector With Sounder | FK204-0001 | 76.08
Twinflex Multipoint ASD Detector With Sounder & Strobe | FK204-0012 | 111.97
Twinflex Manual Call Points
Description | Part No | Price
Twinflex Manual Call Point | FK402-0006 | 35.74
Twinflex Weatherproof Manual Call Point, IP65 | FK402-0007 | 61.14
Twinflex Sounders
Description | Part No | Price
Twinflex Hatari Sounder Red | FK302-0001 | 39.83
Twinflex Hatari Sounder White | FK302-0002 | 39.83
Twinflex Sound Point Red | FK313-0021 | 39.83
Twinflex Sound Point White | FK313-0022 | 39.83
Twinflex Hi Point Sounder Red | FK302-0004 | 67.5
Twinflex Sounder/Strobes & Module
Description | Part No | Price
Twinflex Flash Point Sounder/LED VID Low Profile | FK302-0012 | 62.51
Twinflex Flash Point Sounder/LED VID Domed | FK302-0022 | 65.35
Twinflex Flash Point VID Weatherproof IP52 | FK302-0023 | 87.54
Twinflex Input / Output Module | FK802-0006 | 114.05
Twinflex Accessories
Description | Part No | Price
Twinflex Manual Call Point Cover | FK25-0083-303 | 10.19
Twinflex Call Point Keys (Pack of 5) | FK45-0022-S | 6.09
ASD Head Removal Tool | FK25-0046-201 | 18.48
Fike Head Removal Key Ring For ASD Detectors | FK23-0244-510 | 10.18
Haes AlarmSense Control Panels
AlarmSense Control Panels
Description | Part No | Price
AlarmSense 2 Zone Control Panel | ALS-2 | 258.21
AlarmSense 4 Zone Control Panel | ALS-4 | 288.6
Recessing Bezel For Small Haes Panel Cabinets | FMK-ECL | 68.09
AlarmSense PLUS Control Panels
Description | Part No | Price
AlarmSense PLUS 4 Zone Control Panel | ASP-4 | 427
AlarmSense PLUS 8 Zone Control Panel | ASP-8 | 487.58
AlarmSense PLUS 12 Zone Control Panel | ASP-12 | 611
Recessing Bezel For Medium Haes Panel Cabinets | FMK-XLEN | 85.98
AlarmSense Plus 4 Zone Extension Board | TPCA07 | 139.6
AlarmSense PLUS 12 Way Fully Functional/Passive Repeater | ASP-R-12 | 466.68
C-Tec CFP AlarmSense Control Panels
CFP AlarmSense Control Panels
Description | Part No | Price
2 Zone AlarmSense Control Panel | CFP702-2 | 334.23
4 Zone AlarmSense Control Panel | CFP704-2 | 418.1
8 Zone AlarmSense Control Panel | CFP708-2 | 585.4
CFP AlarmSense Control Panel Accessories
Description | Part No | Price
CFP 8 Zone Repeater Panel | CFP760 | 327.7
CFP/XFP Network Communication Card | CFP761 | 118.46
CFP Relay Output Card | CFP762 | 94.6
Haes Esprit Extinguishant Release Control Panels
Haes Esprit-G Control Panels & Accessories
Description | Part No | Price
Esprit Ext Control Panel Single Flood Area 3.4A PSU | ESG-1002 | 622.23
Esprit Ext Control Panel Dual Flood Area 3.4A PSU | ESG-1003 | 787.54
Esprit Graphic Display Remote Status Unit | ESG-2001 | 293.95
Esprit Mini Remote Status Unit | ESG-2002 | 73.37
Esprit Remote Hold Off Button - Metal Enclosure | ESG-2006 | 93.34
Esprit Remote Abort Button - Metal Enclosure | ESG-2007 | 93.34
C-Tec Extinguishant Release Control Panels
C-Tec Control Panels & Accessories
Description | Part No | Price
3 Zone Automatic Extinguisher Panel | EP203 | 850.65
Status Indicator Surface With Manl Release & Auto/Manual Key | EP210S | 361.61
Economy Status Indicator Auto/Manual Key & Status LEDs | EP211 | 188.44
Extinguishant Hold/Abort Button Single Gang IP66 | EP215 | 125.14
Kentec Extinguishant Release Control Panels
Kentec Sigma XT Control Panel & Accessories
Description | Part No | Price
Kentec Sigma XT Extinguishant Control Panel | K11031M2 | 956.65
Sigma Si - 6 LED Ext Status Unit c/w M/Release & Mode Switch | K911110M8 | 267.88
Sigma Si Extinguishant Hold Unit - Green Button | K91000M10 | 132.02
Signa Si Abort Button | K13470M10 | 132.02
Advanced Ex-Go Extinguishant Release Control Panels
Advanced Ex-Go Control Panel & Accessories
Description | Part No | Price
Extinguishing Control Panel 3 Zones + Single Release O/P | EX-3001 | 1069.94
Status Indicator With LCD, LED Ind, MR Button & MS Key Sw | EX-3031 | 409.79
Hold Switch In Plastic Enclosure For EX Extinguishing Panel | EXP-003-001 | 115.6
Abort Switch In Plastic Enclosure For EX Extinguishing Panel | EXP-004-001 | 115.78
Marine Approved Control Panels
Esento Marine Control Panels
Description | Part No | Price
ESENTO Marine 2 Zone Conventional Control Panel | ESEN-2MAR | 365.48
ESENTO Marine 4 Zone Conventional Control Panel | ESEN-4MAR | 434.62
ESENTO Marine 8 Zone Conventional Control Panel | ESEN-8MAR | 722.52
ESENTO Marine 12 Zone Conventional Control Panel | ESEN-12MAR | 905.48
MED Approved Esento 12 Zone Repeater Panel | ESEN-R-12MAR | 419.51
Automatic Opening Vent Control Panels
Multi Zone AOV Automatic Opening Vent Control Panels
Description | Part No | Price
MZAOV Control Panel Single Zone Non Extendable - 3A PSU | MZAOV-1001A | 683.28
MZAOV Control Panel 2 Zone Extendable 3A PSU | MZAOV-1001 | 795.39
MZAOV Control Panel 2 Zone Extendable 5A PSU | MZAOV-1002 | 1011.11
MZAOV Control Panel 2 Zone Extendable 10A PSU | MZAOV-1003 | 1600.69
MZAOV 2 Zone Extension Card | MZAOV-3001 | 233.35
MZAOV PIR Rain Sensor & BMS Add On Card | MZAOV-3002 | 155.56
Single Zone AOV Automatic Opening Vent Control Panels
Description | Part No | Price
Single Zone AOV Panel | SZAOV-1001 | 436.15
POWER SUPPLIES
EN54 Approved Battery Charger/Power Supplies
Description | Part No | Price
EN54-4 Approved Power Supply 24vdc 1.5A Space For 7Ah Batts | PSAS-15EN54 | 268.76
EN54-4 Approved Power Supply 24vdc 3.0A Space For 7Ah Batts | PSAS-30EN54 | 388.37
EN54-4 Approved Power Supply 24vdc 3.0A Space For 18Ah Batts | PSAM-30EN54 | 464.86
EN54-4 Approved Power Supply 24vdc 5.0A Space For 18Ah Batts | PSAM-50EN54 | 606.86
EN54-4 Approved Power Supply 24vdc 5.0A Space For 38Ah Batts | PSAL-50EN54 | 658.55
10 Amp EN54 Approved Battery Charger/Power Supplies
Description | Part No | Price
EN54-4 Approved Power Supply 24vdc 10A Space For 18Ah Batts | STX2410-E | 629.39
EN54-4 Approved Power Supply 24vdc 10A Space For 38Ah Batts | STX2410-H | 682.37
TRX Transformer Rectifier Units
Description | Part No | Price
Transformer Rectifier Unit 1A 24vdc Regulated | TRX1A-24 | 95.55
Transformer Rectifier Unit 2.5A 24vdc Regulated | TRX2.5A-24 | 113.69
Battery Cabinets
Description | Part No | Price
Battery Cabinet For Up To 18Ah Batteries | BC100 | 140.4
Battery Cabinet For Up To 65Ah Batteries | BC200-5 | 280.8
RELAYS & SWITCHES
Boxed Auxiliary Relays
Description | Part No | Price
Boxed Relay, Fused, 24vdc 8A Double Pole, Red | BRF248A-R | 28.5
Boxed Relay With Isolate Key Switch, 24vdc 8A D/Pole, Red | BRISOL-R | 88.4
IP Rated Boxed Auxiliary Relays
Description | Part No | Price
Boxed Relay 24vdc 5 Amp Double Pole | REBOX24-5 | 39.28
Boxed Relay 24vdc 8 Amp Double Pole | REBOX24-10 | 35.93
Timer/Pulsing Auxiliary Relay
Description | Part No | Price
Multi Purpose Isolateable Timer / Pulsing Relay Unit | BRTIMER | 89.6
Multi Purpose Timer / Pulsing Relay Card | RECARD-TMR | 61.98
Relay Card
Description | Part No | Price
Relay Card 24vdc 8 Amp Double Pole Fused | RECARD24-8F | 20.52
Lockdown Alarm Pulsing Relay
Description | Part No | Price
Lockdown Alert Alarm Pulsing Relay | BRLDA | 116.45
Fire Alarm Mains Isolate Switch
Description | Part No | Price
Fire Alarm Isolate Switch - Red - Complete With Back Box | FAIS-R-B | 25.32
Fire Alarm Mains Isolate Switch Red | SW-MISOL | 37.26
Mains Filter
Description | Part No | Price
Mains Supression Filter | ACT230MSF | 54.42
Sounder Circuit Extension Kit
Description | Part No | Price
4 Way Monitored Sounder Circuit Extension Card | SNDEXT-4 | 105.97
Document Box & Fire Alarm Log Book
Description | Part No | Price
A4 Document Box | A4-DOC-BOX | 36.06
Fire Alarm System Log Book A5 | LOGBOOK | 17.24
CABLE & ACCESSORIES
Fireproof Cable
Prysmian FP200 Cable, 100m Reels
Description | Part No | Price
FP200 Gold Fire Resistant Cable 2 Core 1.5mm Red, 100M | FP200-2C-1.5-R | 272.71
FP200 Gold Fire Resistant Cable 2 Core 1.5mm White, 100M | FP200-2C-1.5-W | 250.66
FP200 Gold Fire Resistant Cable 4 Core 1.5mm Red, 100M | FP200-4C-1.5-R | 607.96
FP200 PLUS Fire Resistant Cable 2 Core 1.5mm Red, 100M | FP200PLUS-2C-1.5-R | 482.3
Cable Accessories
Linian Fire Cable Clips
Description | Part No | Price
Linian Fire Clip 6-8mm Single - Red (Pack of 100) | 1LCR608 | 49.61
Linian Fire Clip 6-8mm Double - Red (Pack of 100) | 1LCR68-2 | 63.6
Linian Fire Clip 9-11mm Single - Red (Pack of 100) | 1LCR911 | 49.61
Linian Fire Clip 9-11mm Double - Red (Pack of 100) | 1LCR911-2 | 63.6
Linian Fire Clip 6-8mm Single - White (Pack of 100) | 1LCW608 | 49.61
Linian Fire Clip 6-8mm Double - White (Pack of 100) | 1LCW68-2 | 63.6
Linian Fire Clip 9-11mm Single - White (Pack of 100) | 1LCW911 | 49.61
Linian Fire Clip 9-11mm Double - White (Pack of 100) | 1LCW911-2 | 63.6
Cable Glands
Description | Part No | Price
Nylon Cable Gland 20mm Red (Pack of 10) | KGM120-R | 7.24
Nylon Cable Gland 20mm White (Pack of 10) | KGM120-W | 7.24
Cable Clips
Description | Part No | Price
50 x Fire Cable P Clips Red For 2 Core 1.5mm Cable | VCA-C7SR | 25.74
50 x Fire Cable P Clips White For 2 Core 1.5mm Cable | VCA-C7SW | 25.72
50 x Fire Cable P Clips Red For 4 Core 1.5mm Cable | VCA-C9SR | 27.94
50 x Fire Cable Saddle Clips Red For 2 Core 1.5mm Cable | VCA-S8DR | 25.4
Cable Ties
Description | Part No | Price
Nylon Cable Ties Red 4.8mm x 200mm (Pack of 100) | CT200RED | 5.31
Nylon Cable Ties Red 4.8mm x 295mm (Pack of 100) | CT295RED | 5.93
Stainless Steel Cable Ties 4.6mm x 150mm (Pack of 100) | CT150SS | 39.91
Stainless Steel Cable Ties 4.6mm x 200mm (Pack of 100) | CT200SS | 57.65
Safe-D Clips
Description | Part No | Price
Fire Cable Clip - Up To 30mm Trunking - Box of 100 | SAFE-D30 | 25.12
Fire Cable Clip - Up To 40mm Trunking - Box of 50 | SAFE-D40 | 21.17
Fire Cable Clip - Up To 50mm Trunking - Box of 50 | SAFE-D50 | 26.02
BATTERIES
NP Sealed Lead Acid Batteries
Description | Part No | Price
Sealed Lead Acid Battery 4Ah 6v | NP4-6 | 18.11
Sealed Lead Acid Battery 10Ah 6v | NP10-6 | 34.45
Sealed Lead Acid Battery 12Ah 6v | NP12-6 | 41.38
Sealed Lead Acid Battery 1.2Ah 12v | NP1.2-12 | 17.65
Sealed Lead Acid Battery 2.1Ah 12v | NP2.1-12 | 20.35
Sealed Lead Acid Battery 3.2Ah 12v | NP3.2-12 | 24.06
Sealed Lead Acid Battery 4.0Ah 12v | NP4-12 | 32.09
Sealed Lead Acid Battery 7.0Ah 12v | NP7-12 | 29.8
Sealed Lead Acid Battery 12Ah 12v | NP12-12 | 64.19
Sealed Lead Acid Battery 18Ah 12v | NP18-12 | 88.79
Sealed Lead Acid Battery 24Ah 12v | NP24-12 | 111.33
Sealed Lead Acid Battery 38Ah 12v | NP38-12 | 178.13
Sealed Lead Acid Battery 65Ah 12v | NP65-12 | 302.81
Yucel Sealed Lead Acid Batteries
Description | Part No | Price
Sealed Lead Acid Battery 1.2Ah 12v Yucel Range | Y1.2-12 | 12.55
Sealed Lead Acid Battery 2.1Ah 12v Yucel Range | Y2.1-12 | 18.82
Sealed Lead Acid Battery 3.2Ah 12v Yucel Range | Y3.2-12 | 20.63
Sealed Lead Acid Battery 4Ah 12v Yucel Range | Y4-12 | 24.38
Sealed Lead Acid Battery 7Ah 12v Yucel Range | Y7-12 | 26.25
Sealed Lead Acid Battery 9Ah 12v Yucel Range | Y9-12 | 34.86
Sealed Lead Acid Battery 12Ah 12v Yucel Range | Y12-12 | 52.54
Sealed Lead Acid Battery 17Ah 12v Yucel Range | Y17-12 | 75.65
Sealed Lead Acid Battery 24Ah 12v Yucel Range | Y24-12 | 101.02
Sealed Lead Acid Battery 38Ah 12v Yucel Range | Y38-12 | 157.94
Sealed Lead Acid Battery 65Ah 12v Yucel Range | Y65-12 | 293.63
SLA Battery Tester
Description | Part No | Price
6v-12v SLA Battery Tester | ACT612 | 572.33
Nickel Cadmium Batteries
Description | Part No | Price
Nickel Cadmium Battery D Size 4Ah 1.2v | NC400D | 5.91
2 Cell Nic-Cad Battery Stick D Size 4Ah 2.4v With Leads | NC2-400D1L | 12.11
2 Cell Nic-Cad Battery Pack D Size 4Ah 2.4v With Leads | NC2-400D2L | 12.11
3 Cell Nic-Cad Battery Stick D Size 4Ah 3.6v With Leads | NC3-400D1L | 18.2
3 Cell Nic-Cad Battery Pack D Size 4Ah 3.6v With Leads | NC3-400D2L | 18.19
4 Cell Nic-Cad Battery Stick D Size 4Ah 4.8v With Leads | NC4-400D1L | 24.24
4 Cell Nic-Cad Battery Pack D Size 4Ah 4.8v With Leads | NC4-400D2L | 24.24
5 Cell Nic-Cad Battery Stick D Size 4Ah 6v With Leads | NC5-400D1L | 30.27
5 Cell Nic-Cad Battery Pack D Size 4Ah 6v With Leads | NC5-400D2L | 30.27
NiCd 3*1.6Ah Htemp SubCcell Leads & Molex Plug Sty4 | 3SCH1-6LM4 | 10.28
Replacement Batteries for ELTS-LED-D Twin Spot Emergency Lights
Description | Part No | Price
Replacement Battery for ELTS-LED-D Twin Spot Light | ELTS-LED-D-BATT | 27.25
WIRELESS FIRE ALARM
HyFire Wireless Fire Detection
Description | Part No | Price
HyFire Wireless Translator Module (Loop Powered) | HFW-W2W-01 | 373.19
HyFire Wireless Expander Module (Requires Power Supply) | HFW-EM-01 | 373.19
HyFire Wireless To Conventional Interface Module (Req's PSU) | HFW-CEM-02 | 410.52
HyFire Wireless Intelligent Optical Smoke Detector c/w Base | HFW-PA-05 | 275.22
HyFire Wireless Intelligent Heat Detector c/w Base | HFW-TA-05 | 265.93
HyFire Wireless Intelligent Multi Criteria Detector c/w Base | HFW-MA-05 | 303.22
HyFire Wireless Manual Callpoint c/w B/B, Batteries, Cover | HFW-CP-03-C | 262.44
HyFire Wireless Single Channel Powered O/P Module c/w B/Box | HFW-BOM-03 | 458.79
HyFire Wireless Base Sounder | HFW-BS-05 | 310.29
Hyfire Conventional Wall Sounder, Red | HFC-WSR-03 | 67.68
Hyfire Conventional Sounder Beacon Red | HFC-SBR-23-03 | 111.99
Hyfire Wireless Sounder Interface Module | HFW-SIM-01 | 309.78
Spare Primary Battery (Pack of 10) | HFW-PB-01 | 73.2
Spare Secondary Battery (Pack 10) | HFW-SB-01 | 36.96
Haes Esprit-A Analogue Addressable Control Panels
Description | Part No | Price
Esprit-A 1-2 Loop Analogue Addressable Control Panel - Argus | ESA-1001 | 791.39
Esprit-A 1-4 Loop Analogue Addressable Control Panel - Argus | ESA-1002 | 1319.32
Esprit-A Loop Extension Card - Argus Protocol | ESA-3001 | 319.83
Zerio Plus Wireless Fire Alarm
Description | Part No | Price
Zerio Plus 8 Zone Control Panel | EDA-Z5008 | 1020.04
Zerio Plus 20 Zone Control Panel | EDA-Z5020 | 1320.89
Zerio Plus Radio Booster | EDA-Z6000 | 802.9
Zerio Plus Wired Booster | EDA-Z6010 | 418.14
Zerio Plus Radio Smoke Detector | EDA-R5000 | 251.41
Zerio Plus Radio Smoke Detector With Sounder | EDA-R6000 | 477.95
Zerio Plus Radio Smoke Detector With Sounder & LED Beacon | EDA-R6030 | 556.31
Zerio Plus Radio Heat Detector | EDA-D5000 | 239.62
Zerio Plus Radio Heat Detector With Sounder | EDA-D6000 | 461.85
Zerio Plus Radio Call Point | EDA-C5000 | 229.1
Zerio Plus Radio Sounder | EDA-A6000 | 340.89
Zerio Plus Radio Sounder With LED Beacon | EDA-A6030 | 424.2
Zerio Plus Radio Input/Output Unit | EDA-T6080 | 460.9
Battery Assembly For Zerio and Millennium Detectors | EDA-Q660 | 26.58
Battery Assembly For Millennium and Zerio Devices | EDA-Q670 | 26.58
Zerio Plus Battery Pack | EDA-Q690 | 28.14
EMERGENCY & ASSISTANCE
Haescomm Emergency Voice Communication System
Haescomm TMS Touch Screen Master Station
Description | Part No | Price
Haescomm 228 Master Station
Description | Part No | Price
Haescomm 2 Line Expansion Card For HC-228 Controllers | HC-LC2 | 143.45
Haescomm System Expander
Description | Part No | Price
Haescomm 8 Line System Expander | HC-EX8-8 | 921.27
Haescomm PC Touchscreen Control
Description | Part No | Price
Haescomm PC touch screen controller | HC-COMMANDER | POA
Outstations
Description | Part No | Price
Haescomm Type A Outstation Fire Telepone Handset | HC-OSA | 325.73
Haescomm Combined Type A & Type B Outstation | HC-OSC | 550.37
Integrated Assist Call
Description | Part No | Price
Haescomm Assist Call Alarm WC System Kit | HC-ACA | 204.04
Assist Call Individual Parts
Description | Part No | Price
Haescomm Assist Call Over Door Plate | HC-ODP | 70.49
Haescomm Assist Call Cancel Plate | HC-CNP | 76.67
Haescomm Assist Call Call Plate | HC-CLP | 76.67
Quantec Addressable Call System
Quantec Controllers
Description | Part No | Price
Quantec Controller | QT601-2 | 620.79
Quantec Corridor Display Unit With Controls | QT608C | 311.76
Quantec Network Splitter | QT603 | 42.76
Quantec Configuration Software & Lead | QT707 | 167.39
Quantec System Accessories
Description | Part No | Price
Quantec Call Point With Remote Socket & Button Reset | QT602 | 69.73
800/Quantec Tail Call Button 6ft | NC805C-6 | 21.08
Quantec Slave Ceiling Pull Cord | QT607 | 30.56
Quantec Slave Over Door Light | QT606 | 32.08
Quantec Addressable Over Door Light With Sounder | QT606A | 73.02
800 Series Conventional Call System
800 Series Controllers
Description | Part No | Price
800 Series 10 Zone Master Call Controller Flush Version | NC910F | 297.59
800 Series 20 Zone Master Call Controller Flush Version | NC920F | 404.7
800 Series System Accessories
Description | Part No | Price
800 Series Call Point With Button Reset & Remote Socket | NC802DB | 40.9
800 Series Em Call Point With Button Reset & Remote Socket | NC802DEB-1-2 | 74.94
800 Series Ceiling Pull Cord | NC807C | 28.58
800 Series Button Reset Point | NC809DB | 16.66
800 Series Over Door Light | NC806C | 32.73
800 Series Over Door Light With Sounder | NC806CS | 50.43
Sigtel Emergency Voice Communication System
Sigtel 1 - 64 Line System Controllers
Description | Part No | Price
Sigtel 4 Line EVC Controller c/w Handset & Display | ECU-4 | 1649.09
Sigtel 8 Line EVC Controller c/w Handset & Display | ECU-8 | 2105
Sigtel 8 Line EVC Controller c/w Display Only | ECU-8NT | 1621.77
Sigtel Network Communication Card | ECU722 | 169.79
Sigtel PC Config Software & Download Lead | EVC423 | 195.89
Disabled Refuge (Type B) Outstations
Description | Part No | Price
Sigtel EVC Outstation Type B Green Flush Mounting | EVC302GF | 276.58
Sigtel EVC Outstation Type B Green Surface Mounting | EVC302GS | 294.76
Sigtel EVC Outstation Type B S/Steel Flush Mounting | EVC302F | 307.34
Sigtel EVC Outstation Type B S/Steel Surface Mounting | EVC302S | 327.5
Weatherproof Enclosure For Flush EVC Outstations | BF359-1 | 239.8
Disabled Persons Toilet Alarm Kit
Description | Part No | Price
Disabled Toilet Alarm Kit | NC951 | 155.76
Disabled Toilet Alarm Stainless Steel | NC951-SS | 285.82
Vibrating Pillow Pad
Description | Part No | Price
24V BS5446-3 Vibrating Pillow Pad | BF320 | 81.09
XLR Connector plate for BF320 Vibrating Pillow Pad | BF320JP | 66.92
Hearing Loop System Kits
1.2m2 Portable HearingLoop Kit
Description | Part No | Price
Portable Hearing Loop Kit (PL1 Amplifier, Charger, Case) | PL1-K3 | 421.6
Wall Mounting Storage Shelf For PL1 Amplifier | PL1-SHELF | 65.46
1.5m2 Counter Hearing Loop Amplifier Kit
Description | Part No | Price
Counter Hearing Loop Kit 1.5m2 | PDA103C | 286.4
50m2 Hearing Loop Amplifier Kits
Description | Part No | Price
Domestic Hearing Loop Kit 50m2 | DL50-K | 344.46
50m2 Small Room Hearing Loop Kit - Tie/Desk Mic | PDA103L | 284.16
50m2 Small Room Hearing Loop Kit - Omni Dir Plated Mic | PDA103R | 337.19
50m2 TV Lounge Hearing Loop Kit | PDA103S | 426.41
200m2 Hearing Loop Amplifier Kits
Description | Part No | Price
200m2 Meeting/Seminar Room Hearing Loop Kit | AKM1 | 506.62
200m2 Pro Lecture Room Hearing Loop Kit | AKM3 | 1365.73
200m2 Lecture Room Hearing Loop Kit | AKL1 | 671.01
200m2 TV/Music Lounge Hearing Loop Kit | AKT1 | 1131.81
200m2 Place of Worship Hearing Loop Kit - Lectern Mic | AKW1 | 772.98
200m2 Place of Worship Hearing Loop Kit - Levalier Radio Mic | AKW2-L | 1738.66
200m2 Fitness Club Hearing Loop Kit - Levalier Radio Mic | AKH1-L | 1832.96
Phase Shifting Dual Hearing Loop Amplifier Kits
Description | Part No | Price
PDA Range Outreach Plate Audio Input Extension System
Description | Part No | Price
PDA Range 3.5mm Mono Jack Plate | APJ | 77.84
PDA Range Line Level Audio Plate | APL | 77.87
PDA Range 6.35mm Stereo Jack Plate | APQM | 81.08
PDA Range 6.35mm Stereo Jack Plate (Line Level Feeds) | APQL | 81.08
PDA Range XLR Mic Level Plate | APXM | 77.37
PDA Range XLR Line Level Plate | APXL | 77.92
PDA Range Omni-Directional Plated Mic | APM | 87.32
PDA Range XLR Balanced Line O/P Plate | APXO | 119.71
PDA Range Microphones
Description | Part No | Price
PDA Range Omni-Directional Plated Mic | APM | 87.32
PDA Range Tie/Desk Mic | AMT | 13.57
PDA Range Lectern Mic | AML | 106.71
PDA Range Lectern Mic (Short Stemmed Version) | AMLS | 86.51
PDA Range Desktop Mic | AMD | 146.01
PDA Range Desktop Mic (Short Stemmed Version) | AMDS | 208.92
PDA Range Desktop Mic (Push to Talk) | AMD-P | 277.34
PDA Range Professional Handheld Mic | AMP | 417.52
PDA Range Lavalier Radio Mic Kit | AMR-LA | 834.81
PDA Range Handheld Radio Mic Kit | AMR-HA | 886.5
PDA Range Hanging Ambient Mic | PRO45 | 656.33
Hearing Loop Cable
Description | Part No | Price
Hearing Loop Cable 100m x 1.0mm2 Single Core White | LOOP2-W | 284.99
Loop Hearing Cable 100m x 1.5mm2 Single Core White | LOOP3-W | 294.45
Hearing Loop Cable 100m x 1.0mm Flat For Under Carpets | FLAT2005 | 315.55
Hearing Loop Cable 100m x 1.5mm2 Flat For Under Carpets | FLAT3005 | 349.64
50m Printed Hearing Loop Foil Tape | TAPE-P | 66.84
Hearing Loop Test Equipment
Description | Part No | Price
FosMeter-Pro Hearing Loop Test Kit | FPROK1 | 902.41
Lexicomm Outstations
Description | Part No | Price
Lexicomm surface type A fire telephone handset | VILX-OSA | 427.27
Lexicomm surface type A fire telephone handset - signal red | VILX-OSA-R | 294.81
Lexicomm Type B refuge point c/w stainless steel facia | VILX-OSB-SS | 246.75
Lexicomm 2 way line card PCB | VILX-LC2 | 184.41
Lexicomm Assist Call Alarm WC System | VILX-ACA | 201.3
Lexicomm Remote Alarm Panel | VILX-RAP | 201.3
Lexicomm Network Touchscreen Master Station | VILX-TMS-W-8 | 2312.99
Lexicomm Network Touchscreen Repeater Station | VILX-TMS-W-0 | 2094.81
Lexicomm Network Touchscreen Assist Call Repeater | VILX-ACR | 515.59
Lexicomm Network 8 line System Expander | VILX-EX8 | 1253.25
0 line Repeater Station | VILX-228N-0 | 1344.16
0 line Repeater Station - Network - Stainless Steel | VILX-228N-0-SS | 1610.39
2 Line Master Station includes x1 dual line card | VILX-228N-2 | 1407.79
Lexicomm 2 Line Master Station - Network Stainless Steel | VILX-228N-2-SS | 1672.73
4 Line Master station includes 2 dual line cards fitted | VILX-228N-4 | 1510.39
Lexicomm 4 Line Master Station - Network - Stainless Steel | VILX-228N-4-SS | 1776.63
8 Line Master Station includes 4 dual line card fitted | VILX-228N-8 | 1868.83
Lexicomm 8 Line Master Station - Network - Stainless Steel | VILX-228N-8-SS | 2133.77
Lexicomm Network Touchscreen Master Station S/S | VILX-TMS-W-8-SS | 2579.22
Lexicomm Network Touchscreen Repeater Station | VILX-TMS-W-0-SS | 2361.04
Lexicomm Type B refuge point - moulded green polycarbonate | VILX-OSB-G | 220.78
Lexicomm legacy bezel to enable old style square flush mount | VILX-LBZ-1 | 35.06
Lexicomm combined Type A telephone and Type B refuge point | VILX-OSC | 755.84
Lexicomm Type B refuge point with Induction Loop, Flush | VILX-ILB-F | 592.21
Lexicomm Type B refuge point with Induction Loop, Surface | VILX-ILB-S | 729.88
Lexicomm IP66 weatherproof Type B refuge point | VILX-IPB2 | 605.19
Lexicomm IP66 weatherproof Type A fire telephone | VILX-IPA2 | 623.38
Lexicomm roaming handset with jack plug. (Not for use in UK) | VILX-OSR | 115.58
Lexicomm jack point (Not for use in UK). | VILX-OSJ | 55.84
Green Type B surface surround supplied with mounting box | VILX-BSS-G | 32.47
Flush mounting stainless steel bezel for VILX-OSA - VILX-OSC | VILX-OBZ | 35.06
Flush mounting Signal Red steel bezel for VILX-OSA-R | VILX-OBZ-R | 38.96
Lexicomm Solo Exchange pcb for ViLX-228S | VILX-EXCHANGE-SOLO | 312.99
Lexicomm display pcb for ViLX-228 | VILX-228-DISP | 314.29
Lexicomm Exchange PCB | VILX-EXCHANGE | 395.2
Lexicomm PSU suitable for ViLX-228, ViLX-TMS, ViLX-EX8 | ViLX-228-PSU2 | 330.2
Flush mount stainless steel bezel - VILX-228 master station | VILX-CBZ | 58.44
Jack point.- signalling volt free contact.(Not for UK) | VILX-OSJ-S | 63.64
Flush mount stainless steel bezel for ViLX-ACM-8 & ViLX-EX8 | VILX-EBZ | 58.44
Extended duration battery box | VILX-72HR-Box | 441.56
LX-Commander PC touchscreen - Requires ViLX-TMS-W-8 | VILX-COMMANDER | POA
Solo range of master stations
Description | Part No | Price
Solo 2 line Standalone Master Station inc 1 dual line card | VILX-228S-2 | 1274.03
Solo 4 Line Standalone Master Station inc 2 x dual line card | VILX-228S-4 | 1362.33
Solo 8 Line Standalone Master Station inc 4 dual line card | VILX-228S-8 | 1629.87
Solo 2 Standalone Master Station inc 1 dual line card | VILX-228S-2-SS | 1538.96
Solo 4 line Standalone Master Station inc 2 dual line cards | VILX-228S-4-SS | 1628.57
Solo 8 Standalone Master Station inc 4 dual line cards | VILX-228S-8-SS | 1896.1
Assist Call
Description | Part No | Price
Assist Call Self Contained Remote Kit | VIAC-RTK | 331.17
“Assist Call” 1 zone controller with combined PSU | VIAC-1ZC | 168.83
Assist Call 4 zone controller - Requires ViAC-PSU for power | VIAC-4ZC | 246.75
'Assist Call” power supply unit for use with ViAC-4ZC | VIAC-PSU | 207.79
“Assist Call” battery backup for ViAC-PSU | VIAC-BAT-2 | 162.34
“Assist Call”legacy bezel - convert vertical double mounting | VIAC-LBZ-2 | 35.06
Assist Call” pull cord | VILX-CPP-A | 116.88
“Assist Call” call plate. | VILX-CLP | 75.32
“Assist Call” switch interface plate | VILX-SIP | 84.42
“Assist Call” call plate - IP66 weatherproof enclosure | VILX-CLP-66 | 201.3
“Assist Call” mushroom call button | VILX-CLP-56 | 201.3
"Assist Call" over-door plate. IP66 weatherproof enclosure | VILX-ODP-66 | 214.29
“Assist Call” ancillary cancel plate | VILX-ACP-66 | 201.3
Assist Call Accessible Bedroom zone kit | VILX-ACB | 415.58
Assist Call over door plate brushed stainless steel finish | VILX-ODP | 75.33
Assist Call cancel plate - brushed stainless steel finish | VILX-CNP | 75.32
Assist call ancillary cancel plate - brushed stainless steel | VILX-ACP | 75.32
Assist Call pull cord - brushed stainless steel finish | VILX-CPP | 71.43
“Assist Call” cancel plate - IP66 weatherproof enclosure | VILX-CNP-66 | 201.3
APOLLO DETECTION EQUIPMENT
Conventional - Series 65
Detectors
Description | Part No | Price
Optical Smoke Detector Series 65 | 55000-317 | 33.94
A1R Combined Heat Detector Series 65 | 55000-122 | 21.58
BR Combined Heat Detector Series 65 | 55000-127 | 22.67
CR Combined Heat Detector Series 65 | 55000-132 | 23.19
CS Fixed Temperature Heat Detector Series 65 | 55000-137 | 22.36
Base Mounted UV Flame Detector Series 65 | 55000-025 | 1147.15
Bases
Description | Part No | Price
Detector Base With Diode Series 65 | 45681-201 | 5.38
Detector Base For Twin Wire System Series 65 | 45681-206 | 16.9
Detector Base Series 65 | 45681-200 | 5.11
Detector Base With Relay Series 65 | 45681-245 | 32.61
12v Relay Base Series 65 | 45681-508 | 13.61
Conventional - Orbis
Detectors & Bases
Description | Part No | Price
Optical Smoke Detector Orbis | ORB-OP-12001 | 34.79
Multi Sensor Detector Orbis | ORB-OH-13001 | 36.44
A1R Combined Heat Detector Orbis | ORB-HT-11001 | 23.09
A2S Fixed Temperature Heat Detector Orbis | ORB-HT-11002 | 22.91
BS Fixed Temperature Heat Detector Orbis | ORB-HT-11004 | 24.42
Time Saver Detector Base With Diode Orbis | ORB-DB-00003 | 5.67
Time Saver Detector Base For Twin Wire System Orbis | ORB-SW-10005 | 16.61
Time Saver Detector Base Orbis | ORB-MB-00001 | 6.51
Orbis Timesaver Base without Continuity Switch | ORB-MB-00002 | 6.1
Time Saver Detector Base With Relay Orbis | ORB-RB-10004 | 27.28
Remote Indicator LEDs
Description | Part No | Price
MiniDisc Remote LED Indicator | 53832-070 | 8.03
Remote Indicator Lamp For Detectors | RIL58 | 6.72
Back Box For Remote Indicator Lamp | RILBOX | 2.35
Multi Purpose Remote Indicator LED | REM-C | 11.24
Multi Purpose Remote Indicator LED With Buzzer | REM-C-B | 18.91
Analogue Addressable Detectors - XP95
Detectors
Description | Part No | Price
Analogue Optical Smoke Detector XP95 | 55000-600 | 63.24
Analogue Multisensor XP95 | 55000-885 | 70.08
Analogue Heat Sensor XP95 | 55000-400 | 63.24
Analogue High Temperature Heat Sensor XP95 | 55000-401 | 63.24
Intelligent Base Mounted UV Flame Detector XP95 | 55000-022 | 1347.98
Intelligent Base Mounted IR3 Flame Detector XP95 | 55000-024 | 2360.39
Analogue Addressable Detectors - Discovery
Detectors
Description | Part No | Price
Analogue Optical Smoke Detector DISCOVERY | 58000-600 | 72.93
Analogue Multisensor DISCOVERY | 58000-700 | 78.96
Analogue CO Detector DISCOVERY | 58000-300 | 98.75
Analogue Heat Sensor DISCOVERY | 58000-400 | 69.47
Intelligent Manual Call Points
Description | Part No | Price
Apollo Intelligent Manual Call Point - Red | SA5900-908 | 55
Analogue Call Point With Isolator Red Waterproof DISCOVERY | 58200-951 | 178.12
Hinged Cover For Apollo Call Points | 44251-189 | 3.62
Pack of 10 Spare Keys For Apollo MCP | 44251-176 | 10.66
Bases & Accessories For XP95 & Discovery
Description | Part No | Price
Analogue Detector Base XP95/Discovery | 45681-210 | 5.33
Xpert Address Cards (Pack of 25) | 45682-800 | 10.66
Analogue Detector Base With Short Circuit Isolator XP95 | 45681-284 | 17.37
Short Circuit Isolator XP95 | 55000-720 | 28.79
Base For Short Circuit Isolator XP95 | 45681-211 | 5.05
Apollo Analogue Addressable Test Set | SA7800-870 | 1189.76
Analogue Addressable Detectors - Soteria
Description | Part No | Price
Soteria Mid Level Optical with Isolator | SA5100-600 | 71.95
Soteria Mid Level Heat with Isolator | SA5100-400 | 71.95
Soteria Mid Level Multi-Sensor with Isolator | SA5100-700 | 82.26
Soteria Standard Base | SA5000-200 | 4.95
Analogue Addressable Detectors - Soteria Dimension
Description | Part No | Price
Soteria Dimension Optical Detector | FL5100-600 | 345.11
Soteria Dimension Specialist Optical Detector (EN) | FL6100-600 | 624.77
Soteria Dimension Backbox | FL5000-200 | 16.85
Analogue Addressable Interfaces
Intelligent Interfaces
Description | Part No | Price
Apollo Intelligent Mains Switching Input/Output Unit - Boxed | SA4700-103 | 117.7
Apollo Intelligent Input/Output Unit - Boxed | SA4700-102 | 99.91
Apollo Intelligent Twin Input/Output Unit - Boxed | SA4700-104 | 134.54
Apollo Intelligent Switch Monitor - Boxed | SA4700-100 | 84.31
Apollo Intelligent Twin Switch Monitor - Boxed | SA6700-100 | 111.66
Apollo Intelligent Input/Output Unit - DIN Rail | SA4700-302 | 112.28
Apollo Intelligent Switch Monitor - DIN Rail | SA4700-300 | 94.13
DIN Rail Interfaces
Description | Part No | Price
DIN Rail Sounder Control Interface (5 amp) XP95 | 55000-182 | 156.41
DIN Rail Zone Monitor Interface With Isolator XP95 | 55000-812 | 119.82
XP95 Interfaces
Description | Part No | Price
Mini Switch Monitor Interface XP95 | 55000-760 | 72
Zone Monitor Interface With Isolator XP95 | 55000-845 | 87.16
Sounder Control Interface With Isolator XP95 | 55000-852 | 110.84
Analogue Addressable Sounders & Visual Indicators
Base/Platform Sounders & Visual Indicators
Description | Part No | Price
Loop Powered Beacon Red XP95 | 55000-877 | 61.34
Integrated Base Sounder With Isolator XP95 | 45681-277 | 57.26
Integrated Base Sounder XP95 | 45681-278 | 55.8
Sounder Beacon Base With Isolator XP95 | 45681-330 | 91.87
Sounder Beacon Base XP95 | 45681-331 | 87.38
Beacon Base With Isolator XP95 | 45681-333 | 55.92
Ancillary Loop Sounder XP95 | 45681-276 | 53.42
White Blanking Cover For 45681-277/278 Base Sounders | 45681-292 | 4.63
Red Blanking Cover For 45681-277/278 Base Sounders | 45681-293 | 4.63
Intelligent Open-Area Sounders & Visual Indicators (Sonos®)
Description | Part No | Price
Intelligent Open Area Sounder With Isolator Red XP95 | 55000-001 | 70.93
Intelligent Open Area Sounder Beacon With Isolator Red XP95 | 55000-005 | 107.33
Intelligent Open Area Beacon With Isolator Red XP95 | 55000-009 | 68.27
Intelligent Open-Area Sounders & Visual Indicators
Description | Part No | Price
Loop Powered Open Area Sounder Red XP95 | 55000-278 | 105.89
Loop Powered Open Area Sounder Weatherproof Red XP95 | 55000-274 | 218.11
Loop Powered Open Area Sounder Beacon With Isolator Red | 55000-293 | 153.99
Loop Powered Open Area Sndr Beacon W/proof Red XP95 Isolator | 55000-298 | 256.93
Loop Powered Open Area Sounder Beacon Weatherproof Red XP95 | 55000-296 | 259.43
Loop Powered EN54-23 Visual Alarm Devices (VADs)
Loop Powered EN54-23 Visual Alarm Devices - XP95
Description | Part No | Price
Integrated Sounder/VAD Base With Isolator, Cat O, XP95 | 45681-705 | 157.15
Integrated VAD Base With Isolator, Cat O, XP95 | 45681-709 | 109.86
Loop Powered VAD Cat W Red Body White Flash W-2.4-6 XP95 | 55000-741 | 79.48
Loop Powered VAD Cat W White Body White Flash W-2.4-6 XP95 | 55000-744 | 84.96
Discovery Protocol Sounder/VIDs/VADs
Description | Part No | Price
Sounder Beacon Base With Isolator Discovery | 45681-393 | 99.1
Discovery Open Area Sounder Beacon Red | 58000-005 | 112.76
Integrated Sounder/VAD Base With Isolator, Cat O, DISCOVERY | 45681-700 | 157.79
Sounder Base With Isolator Discovery | 45681-702 | 71.68
Xpander
XPander Detectors & Call Point
Description | Part No | Price
Optical Smoke Detector With Address Module Xpander | XPA-CB-12034 | 338.66
A1R Heat Detector With Address Module Xpander | XPA-CB-11170 | 335.78
CS Heat Detector With Address Module Xpander | XPA-CB-11171 | 335.89
Multisensor With Address Module Xpander | XPA-CB-13032 | 358.51
Call Point With Integral Radio Base Xpander | XPA-MC-14006 | 306.72
White Address Card (7 Bit) For Xpander | 29600-413 | 1.51
Xpander Remote Indicator Module | XPA-IN-14102 | 348.54
XPander Sounders & Visual Indicators
Description | Part No | Price
Red Sounder With Mounting Base Xpander | XPA-CB-14001 | 436.53
White Sounder With Mounting Base Xpander | XPA-CB-14002 | 436.53
Sounder Beacon Red Sounder Red Lens Xpander | XPA-CB-14003 | 503.71
Sounder Beacon White Sounder Amber Lens Xpander | XPA-CB-14004 | 503.92
Red Address Card (7 Bit) For Xpander | 29600-399 | 1.51
XPander Combined Detectors Sounders & Visual Indicators
Description | Part No | Price
Combined Sounder Base & Optical Detector Xpander | XPA-CB-14016 | 644.34
Combined Sounder Base & A1R Heat Detector Xpander | XPA-CB-14017 | 644.34
Combined Sounder Base & CS Heat Detector Xpander | XPA-CB-14018 | 644.63
Combined Sounder/Red Beacon & Optical Detector Xpander | XPA-CB-14020 | 667.89
Combined Sounder/Red Beacon & A1R Heat Detector Xpander | XPA-CB-14021 | 668.18
Combined Sounder/Red Beacon & CS Heat Detector Xpander | XPA-CB-14022 | 668.18
XPander Interfaces
Description | Part No | Price
868MHz Diversity Loop Interface Xpander | XPA-IN-14050 | 671.56
Single Channel Input/Output Unit Xpander | XPA-IN-14011 | 325.54
Dual Channel Input/Output Unit Xpander | XPA-IN-14012 | 353.91
AlarmSense
Devices
Description | Part No | Price
AlarmSense Optical Smoke Detector | 55000-390 | 31.14
AlarmSense Integrating Optical Smoke Detector | 55000-391 | 35.55
AlarmSense A1R Heat Detector | 55000-190 | 19.75
AlarmSense CS Heat Detector | 55000-193 | 20
AlarmSense Base | 45681-244 | 6.76
AlarmSense Alarm Relay | 55000-835 | 51.86
AlarmSense Optical Smoke Detector & Sounder Base | 55000-392 | 59.04
AlarmSense Integrating Optical Smoke Detector & Sounder Base | 55000-393 | 61.08
AlarmSense Open Area Sounder Red | 55000-018 | 62.03
AlarmSense Open Area Sounder Beacon Red | 55000-017 | 76.85
AlarmSense Sounder Base | 45681-510 | 35.71
AlarmSense Sounder Beacon Base | 45681-509 | 52.61
Locking White Cap For AlarmSense Sounder Base | 45681-294 | 4.06
AlarmSense Manual Call Point | 55400-894 | 31.87
Apollo Accessories
Duct Detection Kits
Description | Part No | Price
Duct Probe Kit c/w Series 65 Detector Base | 53546-021 | 119.08
Duct Probe Kit c/w Orbis Time Saver Detector Base | 53546-023 | 120.2
Duct Probe Kit c/w XP95 Detector Base | 53546-022 | 120.17
Apollo 300 - 705mm Duct Sampling Tube | 53541-170 | 17.34
Apollo 750 - 1500mm Duct Sampling Tube | 53541-171 | 34.7
Mounting Accessories
Description | Part No | Price
Surface Mounting Conduit Box For Apollo Bases | 45681-204 | 6.11
Deckhead Mounting Box For Apollo Detector Bases | 45681-217 | 23.04
Deckhead Mounting Box Accessory Kit | 45681-218 | 7.72
Ceiling Tile Mounting Box For Apollo Detectors | 45681-309 | 12.35
Ceiling Tile Mounting Box For Sounders | 45681-310 | 12.17
Protective Cages For Detectors
Description | Part No | Price
Steel Cage / Flush 175mm Dia x75mm Deep | STI-9604 | 36.54
Stopper Protective Cage 180mm DI x 115mm D | STI9605 | 40.37
C-TEC SOUNDERS & VADS - SUITABLE FOR XP95/DISCOVERY PROTOCOL SYSTEMS
EN54-3 Base Sounders & VADs
Description | Part No | Price
EN54-3/17 96dB Base Sounder White | BF431A-CX-W | 48.27
EN54-3/23/17 C-3-8 Base VAD c/w 96dB Sndr White/Clear | BF456A-CX-W | 84.47
EN54-23/17 C-3-8 Base VAD, White/Clear | BF460A-CX-W | 57.32
EN54-3 High Output Wall Sounders & VADs
Description | Part No | Price
EN54-3/17 103dB Wall Sounder, Red, Deep Base | BF430A-CX-DR | 70.63
EN54-3/23/17 W-2.4-8.2 Wall VAD c/w 103dB Sndr, Red, D/Base | BF433A-CX-DR | 100.84
EN54-3/23/17 W-2.4-8.2 Wall VAD c/w 103dB Sndr, Red, IP65 | BF433A-CX-DR-65 | 120.63
EN54-3 Compact Ceiling Sounders & VADs
Description | Part No | Price
EN54-3/17 91dB Ceiling Sounder, Shallow Base, White | BF450A-CX-SW | 56.51
EN54-3/23/17 C-3-8 Ceiling VAD c/w 91dB Sndr, S/Base, White | BF451A-CX-SW | 80.75
EN54-3/23/17 C-3-8 Ceiling VAD, Shallow Base, White | BF458A-CX-SW | 72.7
NITTAN DETECTION EQUIPMENT
Conventional Detectors - Evolution
Smoke & Heat Detectors
Description | Part No | Price
Evolution Optical Smoke Detector | EVC-P | 34.31
A2S Fixed Temperature Heat Detector | EVC-H-A2S | 27.3
CS Fixed Temperature Heat Detector | EVC-H-CS | 27.3
Bases
Description | Part No | Price
Nittan Detector Base With Diode | UB-4SD | 6.87
Nittan EV Detector Base | UB-6-EV | 5.16
Analogue Addressable - Evolution Protocol
Analogue Addressable Detectors & Call Points
Description | Part No | Price
Analogue Optical Smoke Detector Nittan Evolution | EV-P | 55.69
Analogue Dual Optical Smoke Detector Nittan EV | EV-DP | 75.09
Analogue Optical Detector With Built In Sounder Nittan EV | EV-PYS | 98.47
Analogue Heat Sensor A1R Nittan Evolution | EV-H-A1R | 54.18
Analogue Heat Sensor CS Nittan Evolution | EV-H-CS | 54.18
Analogue Combined Smoke & A1R Heat Detector Nittan EV | EV-PH | 70.35
Nittan EV Detector Base | UB-6-EV | 5.16
Detector Base with Short Circuit Isolator, NIttan EV | EV-B-SCI | 29.31
Address Programming Kit For Nittan EV Devices | EV-AD2-KIT | 245.6
Programming Adaptor Plate EV-AV2 / SB | EV-AVADAPT | 44.84
Addressable Call Point NIttan EV | EV-MCP2-IP24 | 67.52
Addressable Call Point with Short Circuit Isolator NIttan EV | EV-MCP2-SCI-IP24 | 65.52
Waterproof Addressable Call Point Nittan EV | EV-MCP2-IP67 | 207.29
Waterproof Addressable Call Point with SCI NIttan EV | EV-MCP2-SCI-IP67 | 213.53
Analogue Addressable Sounders & Visual Indicators
Description | Part No | Price
Base Sounder With Integrated Detector Base Nittan Evolution | EV-SDR-BASE | 82.56
Analogue Base Sounder Beacon Nittan EV | EV-AV2-BASE | 116.39
Low Profile Sounder Nittan Evolution | EV-SDR | 82.56
Analogue Sounder Beacon Low Profile Nittan EV | EV-AV2 | 120.81
Beacon Base For Use With EV-PS Nittan EV | EV-PSBCN | 46.68
Analogue Wall Mounted Sounder With SCI Nittan EV | EV-HIOP-SDR-SCI | 146.5
Analogue Wall Mounted Sounder/Beacon With SCI Nitan EV | EV-HIOP-SB-SCI | 175.04
Analogue Wall Mounted Beacon With SCI Nittan EV | EV-HIOP-BCN-SCI | 158.27
Accessories
Description | Part No | Price
Input Module Nittan Evolution | EV-IP | 136.71
Output Module Nittan Evolution | EV-OP | 123.76
Single Input/Output Module Nittan Evolution | EV-SIO | 163.46
Two Input Zone Monitor Module (Loop Powered) c/w -ve SCI | EV-ZMU2 | 140.5
Sounder Booster Module Nittan Evolution | EV-SBM | 204.75
Non Addressed Mains Switching Interface Relay, Nittan EV | EV-240V-MRA | 146.83
HOCHIKI DETECTION EQUIPMENT
Conventional Detectors - CDX
Smoke & Heat Detectors
Description | Part No | Price
Smoke Detector Optical CDX | SOC-E3N | 41.61
A1R Combined Heat Detector CDX | DCD-AE3 | 30.53
CR Combined Heat Detector CDX | DCD-CE3 | 30.53
A1S Fixed Temperature Heat Detector CDX | DFJ-AE3 | 42.37
CS Fixed Temperature Heat Detector CDX | DFJ-CE3 | 47.03
Waterproof Heat Detector CDX | DFG-60BLKJ | 91.55
Bases
Description | Part No | Price
Detector Base With Diode CDX Range | YBN-R-6SK | 5.82
Detector Base For Twin Wire CDX | YBO-R-6PA | 25.43
Detector Base CDX | YBN-R-6 | 4.43
Detector Base With Latching Relay CDX | YBO-R-6R | 28.75
Detector Base With Non Latching Relay CDX | YBO-R-6RN | 34.38
Analogue Addressable Detectors - ESP
Smoke & Heat Detectors
Description | Part No | Price
Analogue Smoke Detector Optical ESP | ALN-EN | 64.94
Analogue Multi Sensor ESP | ACC-EN | 71.96
Analogue Heat Sensor ESP | ATJ-EN | 64.94
Analogue Heat Sensor Waterproof IP67 ESP | ACB-EW | 113.78
Bases & Accessories
Description | Part No | Price
Analogue Detector Base ESP | YBN-R-3 | 4.32
Analogue Detector Base ESP White | YBN-R-3-WHT | 4.32
Short Circuit Isolator Base ESP | YBN-R-3-SCI | 29.51
Short Circuit Isolator Base ESP White | YBN-R-3-SCI-WHT | 29.51
Blanking Cover For YBO Base Sounder & YBO Isolator White | SI-CAP2-WHT | 2.31
Black Detectors
Description | Part No | Price
Analogue Smoke Detector Optical ESP Black | ALN-EN-BLK | 76.5
Analogue Heat Sensor ESP Black | ATJ-EN-BLK | 76.96
Analogue Multi Sensor ESP Black | ACC-EN-BLK | 90.27
Analogue Detector Base ESP Black | YBN-R-3-BLK | 6.77
Call Points
Description | Part No | Price
Analogue Call Point Red With Isolator ESP | HCP-E-SCI | 61.29
Red Back Box For KAC Call Points | MCPBB-R | 2.32
Analogue Call Point Weatherproof Red With Isolator ESP | HCP-W-SCI | 219.95
Analogue Addressable Interfaces
Standard Interfaces With Isolator
Description | Part No | Price
Dual Input Module With Isolator | CHQ-DIM2-SCI | 83.35
Dual Relay Controller Module With Isolator | CHQ-DRC2-SCI | 106.88
Dual Sounder Controller Module With Isolator | CHQ-DSC2-SCI | 150.26
Single Zone Monitor Module With Isolator | CHQ-SZM2-SCI | 92.47
Mains Relay Controller Module With Isolator | CHQ-MRC2-SCI | 94.39
Plant Control Module With Isolator | CHQ-PCM-SCI | 218.01
Powered Output Module | CHQ-POM | 52.89
Single Input Module | CHQ-SIM | 51.76
Single Output Module | CHQ-SOM | 70.61
DIN-Rail Mounted Interfaces
Description | Part No | Price
Dual Input Module With Isolator Din Rail | CHQ-DIM2-DIN-SCI | 98.2
Dual Relay Controller Module With Isolator Din Rail | CHQ-DRC2-DIN-SCI | 117.88
Dual Sounder Controller Module With Isolator Din Rail | CHQ-DSC2-DIN-SCI | 164.68
Single Zone Monitor Module With Isolator Din Rail | CHQ-SZM2-DIN-SCI | 105.12
Mains Relay Controller Module With Isolator Din Rail | CHQ-MRC2-DIN-SCI | 93.06
Plant Control Module With Isolator Din Rail | CHQ-PCM-DIN-SCI | 247.71
Ancillary Equipment
Description | Part No | Price
Address Programmer For Hochiki ESP Devices | TCH-B200 | 165.81
Backbox For CHQ-OEM Modules | CHQ-BACKBOX | 12.68
CHQ Box Sub Assembly | CHQ-SUB | 16.64
Hochiki Duct Detector Mounting Box Including Pipe (0.6M) | SDP-3 | 263.95
Hochiki ESP Firebeam Xtra Beam Smoke Sensor | ESP-FIREBEAM-XTRA | 887.53
Loop Powered Audio Visual Devices
Sounders
Description | Part No | Price
Loop Powered Base Sounder ESP | YBO-BS | 59.21
Analogue Detector Base ESP | YBN-R-3 | 4.32
Short Circuit Isolator Base ESP | YBN-R-3-SCI | 29.51
EN54-23 Base Sounder Cover (for use with YBO-BSB2 variants) | SI-CAP2 | 2.31
Loop Powered Base Sounder ESP White | YBO-BS-WHT | 50.89
Analogue Detector Base ESP White | YBN-R-3-WHT | 4.32
Short Circuit Isolator Base ESP White | YBN-R-3-SCI-WHT | 29.51
Blanking Cover For YBO Base Sounder & YBO Isolator White | SI-CAP2-WHT | 2.31
Loop Powered Sounder Red Wall Mounted | CHQ-WS2 | 71.27
Mounting Base For CHQ-WS2 Red | YBO-R-3-RED | 3.58
Short Circuit Isolator Base Red For Use With CHQ-WS2 | YBO-R-SCI-RED | 29.49
Weatherproofing Kit For CHQ-WS2 | CHQ-WPK | 15.59
EN54-23 Approved Base Sounder Beacons
Description | Part No | Price
EN54-23 Base Sounder/Beacon ESP Ivory Case White LEDs | YBO-BSB2-WL | 94.39
EN54-23 Base Sounder/Beacon ESP Ivory Case Red LEDs | YBO-BSB2-RL | 115.7
Analogue Detector Base ESP | YBN-R-3 | 4.32
EN54-23 Base Sounder/Beacon ESP White Case White LEDs | YBO-BSB2-WHT-WL | 94.39
EN54-23 Base Sounder/Beacon ESP White Case Red LEDs | YBO-BSB2-WHT-RL | 115.7
Analogue Detector Base ESP White | YBN-R-3-WHT | 4.32
EN54-23 Approved Intelligent Wall Sounder Beacons
Description | Part No | Price
Loop Powered Wall Sounder Beacon Red Case White LEDs | CHQ-WSB2-WL | 122.72
Loop Powered Wall Sounder Beacon Red Case Red LEDs | CHQ-WSB2-RL | 143.77
Mounting Base For CHQ-WS2 Red | YBO-R-3-RED | 3.58
EN54-23 Approved Intelligent Ceiling Beacons
Description | Part No | Price
Loop Powered Ceiling VAD Ivory Case White LEDs | CHQ-CB-WL | 115.03
Loop Powered Ceiling VAD Ivory Case Red LEDs | CHQ-CB-RL | 115.03
Analogue Detector Base ESP | YBN-R-3 | 4.32
Loop Powered Ceiling VAD White Case White LEDs | CHQ-CB-WHT-WL | 115.03
Loop Powered Ceiling VAD White Case Red LEDs | CHQ-CB-WHT-RL | 115.03
Analogue Detector Base ESP White | YBN-R-3-WHT | 4.32
EN54-23 Approved Intelligent Wall Beacons
Description | Part No | Price
Loop Powered Wall VAD Red Case White LEDs | CHQ-WB-RED-WL | 117.83
Loop Powered Wall VAD Red Case Red LEDs | CHQ-WB-RED-RL | 115.03
Mounting Base For CHQ-WS2 Red | YBO-R-3-RED | 3.58
Loop Powered Wall VAD White Case White LEDs | CHQ-WB-WHT-WL | 115.03
Loop Powered Wall VAD White Case Red LEDs | CHQ-WB-WHT-RL | 115.03
Mounting Base For CHQ-WS2 White | YBO-R-3-WHT | 3.58
ARGUS DETECTION EQUIPMENT
Argus Conventional Devices
Detectors
Description | Part No | Price
#N/A | S1000 | #N/A
#N/A | S3500-A1R | #N/A
#N/A | S3500-B | #N/A
#N/A | DBS100 | #N/A
Audio Visual
Description | Part No | Price
#N/A | CWS100 | #N/A
#N/A | CWS100-AV | #N/A
Argus Intelligent Devices - Altair
Detectors
Description | Part No | Price
Argus Addressable Smoke Detector Optical Altair | A1000 | 49.57
Argus Addressable Multi-Sensor Altair | A2000 | 56.26
Argus Addressable Heat Detector Altair | A3500 | 49.58
Argus Addressable Detector Base Altair | LAB1000 | 4.97
Programmer
Description | Part No | Price
Argus Addressable Detector Programmer | ALPU1000 | 207.59
Audio Visual
Description | Part No | Price
Argus Addressable Slave Base Sounder Altair | ALBS100-32 | 64.69
Argus Addressable Slave Base Sounder/Beacon Altair | ALBS100-32-AV | 106.21
Modules
Description | Part No | Price
Argus Intelligent Conventional Zone Module Altair | VMCZ100 | 103.59
Argus Intelligent 4 Input & 4 Relay Output Module Altair | VMIC404 | 133.87
#N/A | VMC100 | #N/A
#N/A | VMI100 | #N/A
Argus Intelligent Mains Rated Relay Module Altair | VM240 | 103.59
Intelligent Call Point
Description | Part No | Price
Argus Intelligent Resettable Call Point | ALCP100 | 56.34
Argus Intelligent Waterproof Resettable Call Point | AI-CPW-R-01 | 165.56
Argus Protective Call Point Cover | ALCI | 6.23
BEAM DETECTORS
Firebeam Xtra Beam Detectors
Firebeam Xtra Beam Detector - Infra Red - Self Aligning
Description | Part No | Price
FIREBEAM Xtra Beam Detector Set | TFBC-FIREBEAMXTRA | 559.89
FIREBEAM Xtra70-140M Reflector Extension Kit | TFBC-70KIT140 | 140.04
FIREBEAM Xtra 140-160M Reflector Extension Kit | TFBC-140KIT160 | 261.95
FIREBEAM Unistrut Bracket | TFBC-ADAPTOR | 105.11
Anti-Condensation Kit | TFBC-COND-KIT | 124.37
FIREBEAM Anti Fog Reflector | TFBC-REF-AF | 50.16
FIREBEAM Anti Fog Window | TFBC-WINDOW-AF | 70.6
FIREBEAM Xtra 70-140M Anti Fog Reflector Extension Kit | TFBC-70KIT140-AF | 202.02
FIREBEAM Xtra 140-160M Anti Fog Reflector Extension Kit | TFBC-140KIT160-AF | 428.31
FIREBEAM Universal Wall Bracket For Heads & Reflectors | TFBC-FB-BRACKET | 142.32
OSID Beam Detectors
OSID Beam Detector - Dual Wavelength - 3D Coverage
Description | Part No | Price
OSID Imager, 7 Deg Coverage | OSI-10 | 1102.71
OSID Imager, 80 Deg Coverage | OSI-90 | 1076.36
OSID Emitter, Standard Power, Battery Version | OSE-SP-01 | 535.98
OSID Emitter, Standard Power,Wired 24vdc | OSE-SPW | 535.98
OSID Emitter, High Power,Wired 24vdc | OSE-HPW | 752.87
OSID Installation Kit | OSID-INST | 318.9
OSID Protective Cage | OSID-WG | 83.82
FireRay Beam Detectors
Fireray One - Auto Aligning Reflective Infra-Red Optical Beam Smoke Detector
Description | Part No | Price
Fireray One Beam Detector Set - 50m | BDIR6010-100 | 909.1
Fireray One Reflective Long Range Kit - 120m | BDIR1010-000 | 182
Fireray 5000 Beam Detector - Infra Red - Self Aligning
Description | Part No | Price
FIRERAY 5000 Self Aligning Beam Detector Set 1 Prism (50m) | BDIR5000-101 | 1389.62
FIRERAY 5000 Self Aligning Beam Detector Set 4 Prisms (100m) | BDIR5000-102 | 1545.46
FIRERAY 5000 Additional Head With 1 Prism (50m) | BDIR5000-002 | 1116.89
FIRERAY 5000 Additional Head With 4 Prisms (100m) | BDIR5000-039 | 1272.73
Fireray 3000 End to End Beam Detector - Infra Red
Description | Part No | Price
FIRERAY 3000 Beam Detector Set 5 - 120M | BDIR3000 | 1714.3
Additional Transmitter & Receiver For Fireray 3000 | BDIR3000-015 | 1363.64
Fireray 3000 Exd - Explosion Proof End to End Beam Smoke Detector
Description | Part No | Price
FIRERAY 3000 Exd Explosion Proof Beam Detector Set | BDIR3000-115 | 6090.91
Additional Transmitter & Receiver For Fireray 3000 Exd | BDIR3000-026 | 4870.13
Fireray Accessories
Description | Part No | Price
FIRERAY 5000 Universal Mounting Bracket | BDIR5000-005 | 194.8
Fireray Detector Adjustment Bracket for use with Fireray One, Fireray 5000 and Fireray 3000 | 1170-000 | 168.83
FIRERAY 5000 4 Prism Plate For Use With Universal Bracket | BDIR5000-007 | 233.76
Reflective Prism For FIRERAY Beam Detector | BDIR23901-01 | 66.67
FIRERAY Obscuration Test Filter | BDIR0209-02 | 12.99
ASPIRATING DETECTION
VESDA
VESDA VEU Detectors
Description | Part No | Price
VESDA-E VEU Aspirating Smoke Detector With LEDs | VEU-A00 | 6649.35
VESDA-E VEU Aspirating Smoke Detector With 3.5" Display | VEU-A10 | 7883.59
VESDA VEP Detectors
Description | Part No | Price
VESDA-E VEP Aspirating Smoke Detector With LEDs, 1 Pipe | VEP-A00-1P | 3613.15
VESDA-E VEP Aspirating Smoke Detector With LEDs, 4 Pipe | VEP-A00-P | 4624.57
VESDA Aspirating Smoke Detector With 3.5" Display | VEP-A10-P | 5456.04
VESDA VLF Detectors
Description | Part No | Price
VESDA LaserFOCUS 250 | VLF-250 | 2262.42
VESDA LaserFOCUS 500 | VLF-500 | 3008.24
VESDA Power Supply Units
Description | Part No | Price
VESDA Power Supply 24vdc 1A With Space For Batteries | VPS-215 | 479.33
VESDA-E STX PSU 2A 24AH - Black | VPS-250-STX | 723.97
VESDA-E STX PSU 0.5A 14AH - Silver | VPS-220-STX-SLV | 580.7
VESDA-E STX PSU 2A 24AH - Silver | VPS-250-STX-SLV | 902.94
VESDA Spares
Description | Part No | Price
VESDA Detector Filter Cartridge | VSP-005 | 155.02
Pack of 20 Filters for VESDA VLP-400 | VSP-025 | 2512.82
VESDA Pipework - Red
Description | Part No | Price
Red ABS Pipe 25mm, 3 Metre Length | REDCLI0250 | 7.18
Plain Red ABS 25mm Socket | REDMAI0250 | 0.6
Plain Red ABS 25mm Union | REDBOI0250 | 3.28
Plain Red ABS 25mm 90 Deg Bend | REDCUI0250 | 3.2
Red ABS 25mm 45 Deg Elbow | REDGYI0250 | 0.79
Red ABS 25mm 90 Deg Elbow | REDGOI0250 | 1.12
Plain Red ABS 25mm Cap | REDCAI0250 | 0.94
Plain Red ABS 25mm 90 Deg Tee | REDTII0250 | 1.01
Red 25mm x 3/4" Pipe Clip | REDPCR0250 | 1.03
Pipe Fitting, ABS Cement 250ml Tin | ACCREM0250 | 14.55
25mm Red Capillary Kit with Flush Air Sample | REDCKI025F | 15.77
Air Sampling Labels 23mm/4mm Hole, Roll of 100 | REDLAB001 | 14.49
VESDA Pipework - White
Description | Part No | Price
White ABS Pipe 25mm, 3 Metre Length | WHTCLI0250 | 7.7
Plain White ABS 25mm Socket | WHTMAI0250 | 0.66
Plain White ABS 25mm Union | WHTBOI0250 | 4.1
Plain White ABS 25mm 90 Deg Bend | WHTCUI0250 | 3.62
Plain White ABS 25mm 45 Deg Elbow | WHTGYI0250 | 0.95
White ABS 25mm 90 Deg Elbow | WHTGOI0250 | 1.27
Plain White ABS 25mm Cap | WHTCAI0250 | 1.09
Plain White ABS 25mm Equal Tee | WHTTII0250 | 1.14
White 25mm x 3/4" Pipe Clip | WHTPCR0250 | 1.01
AirSense Stratos
Stratos Micra Detectors
Description | Part No | Price
Stratos-Micra25 Detector Assembly | AS-30671 | 1831.49
Stratos-Micra25 + Input Relay Card | AS-30760 | 1954.97
Stratos-Micra100 Detector Assembly | AS-30672 | 2494.8
Stratos-Micra100 + Input Relay Card | AS-30764 | 2686.72
Stratos-Micra Replacement Filter | AS-30755 | 34.55
Stratos HSSD 2 Detectors
Description | Part No | Price
Stratos-HSSD Std Detector | AS-30621 | 3495.31
Stratos-HSSD Detector + Internal Command | AS-30620 | 4986.45
Std Stratos-HSSD Detector | AS-30706 | 3411.5
Std Stratos-HSSD + Command Module | AS-30707 | 4903.6
Stratos-HSSD Replacement Filter | AS-30699 | 52.18
Stratos Aspirating System Pipework 3/4" (27mm)
Description | Part No | Price
Red ABS Pipe 27mm, 3 Metre Length | REDCLE0250 | 7.18
Plain Red ABS 27mm Socket | REDMAP0250 | 0.6
Plain Red ABS 27mm Union | REDBOP0250 | 3.27
Plain Red ABS 27mm 90 Deg Bend | REDCUP0250 | 3.19
Red ABS 27mm 45 Deg Elbow | REDGYP0250 | 0.79
Plain Red ABS 27mm Cap | REDCAP0250 | 1.07
Plain Red ABS 3/4" (27mm) 90 Deg Tee | REDTIP0250 | 1.01
Pipe Fitting, ABS Cement 250ml Tin | ACCREM0250 | 14.55
3/4” Red Capillary Kit with Flush Air Sample Point | REDCKP025F | 15.32
Air Sampling Labels 23mm/4mm Hole, Roll of 100 | REDLAB001 | 14.49
AICO RESIDENTIAL DETECTORS & ACCESSORIES
3000 Series, Mains Powered With 10yr Lithium Battery Backup
Description | Part No | Price
Domestic Optical Detector Mains + 10yr Battery | EI-3016 | 91.34
Domestic Heat Detector Mains + 10yr Battery | EI-3014 | 95.11
Domestic Multisensor Mains + 10yr Battery | EI-3024 | 119.14
Domestic Heat & CO Detector Mains + 10yr Battery | EI-3028 | 157.01
Domestic Carbon Monoxide Alarm Mains + 10yr Battery | EI-3018 | 119.99
Aico 3000 Series SmartLINK Module | EI-3000MRF | 104.83
140RC Series, Mains Powered With 9v Alkaline Battery Backup
Description | Part No | Price
Aico RadioLink Base | EI-168RC | 98.13
RadioLINK Battery Powered Detectors (RadioLINK module built in)
Description | Part No | Price
Domestic Optical Detector Radio Link 10yr Battery Powered | EI-650RF | 183.34
SmartLINK Gateway
Description | Part No | Price
SmartLINK Gateway Remote Management | EI-1000G | 305.61
RadioLINK Accessories
Description | Part No | Price
RadioLink Fire/CO Alarm Interface | EI-414 | 316.03
RadioLink Relay Module Mains + 10yr Battery | EI-428 | 123.31
RadioLink Alarm Controller (Test, Locate & Silence) | EI-450 | 106.87
RadioLink Manual Call Point | EI-407 | 73.12
Hard Wired Relay Module With Battery Back Up | EI-128RBU | 90.02
Strobe Light, Mains Powered, Clear Lens | SAB300C | 65.42
High Output Sounder 230v | YO3 | 167.51
LINEAR HEAT & WATER DETECTION
Signaline Heat Detection
Signaline Heat Fixed Temperature
Description | Part No | Price Per Metre
Signaline FT-68 Cable Fixed Temp 68 deg C (Per Metre) | CSSIGFT001 | 5.55
Signaline FT-88 Cable Fixed Temp 88 deg C (Per Metre) | CSSIGFT002 | 5.55
Signaline FT-105 Cable Fixed Temp 105 deg C (Per Metre) | CSSIGFT003 | 5.55
Signaline FT-68-R Cable Resitant Nylon Coated (Per Metre) | CSSIGFT005 | 6.44
Signaline FT-105-R Cable Resistant Nylon Coated (Per Metre) | CSSIGFT007 | 6.44
Signaline Heat High Temperature
Description | Part No | Price Per Metre
Signaline FT-185-R Cable Resistant Nylon Coated (Per Metre) | CSSIGFT004 | 8.75
Signaline FT-230-X Fixed Temp 230 deg C (Per Metre) | CSSIGFT010 | 9.47
Signaline LocatorPlus
Description | Part No | Price
Signaline LocatorPlus A1391 | CSSIGLP001 | 961.38
Signaline Heat Clips & Extras
Description | Part No | Price
Signaline Universal Connector Box | CSSIGUC001 | 91.29
Signaline Cable T Clip (Pack of 100) | CCTCLIP001 | 130.04
Signaline Cable P Clip Stainless Steel M6 (Pack of 100) | CCPCLIP002 | 195.05
Signaline J Clip Inc Sleeve and Cable Tie (Pack of 100) | CCJCLIP001 | 373.86
Signaline A Clip Including Cable Tie (Pack of 100) | CCACLIP001 | 120.36
Edge Clip 3-8mm c/w Sleeve & Cable Tie (pack of 100) | CCEDGEC001 | 351.62
Signaline Q Clip 316SS Fixing clip 20mm rise M6 hole(100 pc) | Q-CLIP | 205.4
New Signaline FT-EN Linear Heat Detection
Description | Part No | Price
Signaline LocatorPlus-EN Alarm Location and Int Mod A1406 | CSSIGLP002 | 961.38
Signaline FT-78-EN Non-resettable Linear heat detector 78°C | CSSIGFTE01 | 5.3
Signaline FT-88-EN Non-Resettable Linear Heat Detector 88°C | CSSIGFTE02 | 5.3
Signaline FT-EOL-EN 2 Zone EOL Line with Test Switches A1407 | CSSIGEL003 | 259.9
Signaline Water Detection
Signaline Water Detection Control Panels
Description | Part No | Price
Water Detection, 2 Zones control Panel | ESWD-2 | 288.05
Water Detection, 4 Zones control Panel | ESWD-4 | 321.96
Recessing Bezel For Small Haes Panel Cabinets | FMK-ECL | 68.09
Signaline Water Detection Cable
Description | Part No | Price
Signaline WDM-KM-2 Signaline WD Monitor c/w EOL Plug | CSSIGWC002 | 453.5
Signaline Water Leak Detection Cable 3.75m | CSSIGWD001 | 153.26
Signaline Water Leak Detection Cable 7.5m | CSSIGWD002 | 227.13
Signaline Water Leak Detection Cable 15m | CSSIGWD003 | 501.05
Signaline Water Leak Detection Cable 30m | CSSIGWD004 | 576.8
Signaline Water Detection Cable Nylon P Clip (Pack of 100) | CCPCLIP008 | 78.15
Signaline 10m Terminated Non Sensing Cable | CSSIGWA001 | 162.55
Signaline Water Interface Box | CSSIGWB001 | 101.6
HAZARDOUS AREA EQUIPMENT
Intrinsically Safe Equipment
Detectors (Apollo Orbis)
Description | Part No | Price
Intrinsically Safe Optical Smoke Detector Orbis | ORB-OP-52027 | 134.69
Intrinsically Safe Multisensor Detector Orbis | ORB-OH-53027 | 162.56
Intrinsically Safe Heat Detector A1R Orbis | ORB-HT-51145 | 114.33
Intrinsically Safe Time Saver Detector Base Orbis | ORB-MB-50018 | 14.62
Manual Call Points
Description | Part No | Price
Intrinsically Safe Call Point Red Surface 470 OHM | MCP1A-R-470-SR-IS | 21.56
Waterproof Intrinsically Safe Call Point, Red. 470 Ohm | WCP1A-R-470-IS | 125.64
Sounders & Visual Indicators
Description | Part No | Price
Intrinsically Safe Minialarm Sounder, Red | IS-MA1 | 290.18
Intrinsically Safe Minialite Beacon, Red Lens | IS-MB1 | 323.34
Intrinsically Safe Minialert Sounder/Beacon Red | IS-MC1-R-R | 438.11
Barriers
Description | Part No | Price
Isolating Barrier For Detection Zones 2 Channel | MTL5561 | 653
Solenoid Alarm Driver Low Power 48mA | MTL5525 | 334.91
Shunt Diode Safety Barrier | MTL7728+ | 185.37
Mounting Cabinet For 4 MTL DIN-Rail Barriers | MTLDX070 | 380.65
Apollo XP95 Addressable Detectors
Description | Part No | Price
Analogue I.S. Optical Smoke Detector XP95 | 55000-640 | 245.25
Analogue I.S. Heat Detector XP95 | 55000-440 | 270.98
Intrinsically Safe XP95 Detector Base | 45681-215 | 17.48
Flameproof Equipment
Call Points & Push Buttons
Description | Part No | Price
Exd Break Glass Call Point | BEXCP3A-BG | 320.24
Exd Push Button Call Point | BEXCP3A-PB | 415.75
Audio Visual Alarms
Description | Part No | Price
Explosion Proof Alarm Horn Sounder, 24V dc. | BEXS110DFDC024AB1A1R | 1163.86
Exd Omnidirectional Horn & Strobe, Red, Red Lens | BEXDCS11005DR | 2487.55
Talentum Flame Detectors
Talentum IR & UV Flame Detectors
Description | Part No | Price
Talentum IR2 Dual IR | TAL16581 | 2527.21
Talentum IR2 Dual IR, Intrinsically Safe | TAL16571 | 4492.95
Talentum IR2 Dual IR Flameproof (Exd) | TAL16511 | 3724.05
Talentum IR3 Triple IR | TAL16589 | 3025.9
Talentum IR3 Triple IR, Intrinsically Safe | TAL16579 | 4753.74
Talentum IR3 Triple IR Flameproof (Exd) | TAL16519 | 4570.8
Talentum UV/IR2 UV & Dual IR | TAL16591 | 3424.56
Talentum Adjustable Mounting Bracket | TAL07127 | 163.28
Talentum Stainless Steel Weather Shield | TAL12545 | 380.75
Micropack Flame Detection
FDS303 – Multi Spectrum IR Flame Detector - 5 year warranty
Description | Part No | Price
FDS303 IR3 Flame Detector Copper Free Aluminium Red | 2200-0021-1 | 2349.2
IR3, Aluminium, 2x3/4 NPT, FM, ATEX, IECEx, SIL 2, EN54-10 | 2200-0021-5 | 2675.4
IR3, 316 SS, 2xM25, FM, ATEX, IECEx, SIL 2, EN54-10, FM3260 | 2200-0021-9 | 3077.93
IR3, 316 SS, 2x3/4” NPT, FM, ATEX, IECEx, SIL 2, EN54-10 | 2200-0021-13 | 3235.05
FDS301 Intelligent Visual Flame Detector – Live CCTV Video - 3 year warranty
Description | Part No | Price
iVFD, Aluminium, 2xM25, FM, ATEX, IECEx, SIL 2, EN54-10 | 2200-0023-1 | 4948.05
iVFD, Aluminium, 2x3/4”NPT, FM, ATEX, IECEx, SIL 2, EN54-10 | 2200-0023-5 | 4948.05
FDS300 Intelligent Visual Flame Detector – No Video - 3 year warranty
Description | Part No | Price
iVFD, Aluminium, 2xM25, FM, ATEX, IECEx, FM3260 | 2200-0030-1 | 3744.81
iVFD, Aluminium, 2x3/4”NPT, FM, ATEX, IECEx, FM3260 | 2200-0030-5 | 3744.81
Accessories
Description | Part No | Price
FS301 Flame Simulator | 2200-0700 | 5558.44
Detector Sealing Kit - Metric (Gland Seals and O Ring Set) | 2200-0026 | 168.83
Flame Simulator Charger (Spare) | 2200-0501 | 428.57
FDS Series Sunshield | 3100-0020 | 193.28
SERVICING EQUIPMENT
SOLO Detector Test Equipment
Solo Test Cans
Description | Part No | Price
Aerosol Smoke Test Spray For SOLO Tool | SOLO-A5 | 28.68
Aerosol Smoke Test Spray For SOLO Tool 250ml HFC Free | SOLO-A10S | 56.18
Aerosol CO Test Spray For SOLO Tool | SOLO-C3 | 46.63
SMOKESABRE Aerosol Smoke Test Can | SMOKESABRE | 30.62
Solo Poles & Accessories
Description | Part No | Price
SOLO Smoke Dispenser | SOLO330 | 424.51
SOLO Telescopic Extension Pole 4.5M | SOLO100 | 644.77
SOLO Telescopic Extension Pole 2.5M | SOLO108 | 325.19
SOLO Extension Pole 1.13M | SOLO101 | 189.65
SOLO Detector Removal Tool | SOLO200 | 390.89
Protective Carrying/Storage Bag For SOLO Test Kits | SOLO610 | 239.93
Solo Cordless Heat Detector Tester
Description | Part No | Price
SOLO Cordless Heat Detector Test Kit | SOLO461 | 1352.77
SOLO Cordless Heat Detector Tester Head Unit Only | SOLO460 | 814.98
SOLO Battery Baton (3Ah) | SOLO770 | 232.97
SOLO 220/240v Mains & Car Charger For SOLO770 | SOLO727 | 266.25
Solo 365 Smoke Detector Test Equipment
Description | Part No | Price
SOLO 365 Electronic Smoke Detector Tester | SOLO365 | 1315.24
Smoke Cartridge For SOLO365 | SOLO-ES3 | 58.78
Lithium Ion Battery For Use With The SOLO365 Detector Tester | SOLO370 | 316.76
Replacement Smoke Generator For SOLO365 Detector Tester | SOLO371 | 414.42
ASD Testing Adaptor For SOLO365 | SOLO372 | 185.86
SOLO 365 Detector Test Kits
Description | Part No | Price
SOLO Detector Test Kits
Description | Part No | Price
SOLO Detector Test & Removal Kit 8.2M | SOLO812 | 1856.81
SOLO Smoke & Mains Heat Detector Test Kit 6M | SOLO814 | 2403.87
SOLO Smoke & Cordless Heat Detector Test Kit 6M | SOLO822 | 2886.74
SOLO Smoke & Cordless Heat Detector Test Kit 9.3M | SOLO823 | 3265.04
TESTIFIRE Detector Test Equipment
Testifire All-In-One Detector Tester ‘Heads Sets’
Description | Part No | Price
Testifire Smoke & Heat Head Unit, 2 Battery Batons & Charger | TESTIFIRE1001 | 2278.04
Testifire Smoke Heat & CO Head + 2 Battery Batons & Charger | TESTIFIRE2001 | 2704.08
Testifire All-In-One Detector Tester (Head Only)
Description | Part No | Price
Testifire Smoke & Heat Head Unit | TESTIFIRE1000 | 1875.69
Testifire Smoke Heat & CO Head Unit | TESTIFIRE2000 | 2444.19
Testifire Replacement Capsules
Description | Part No | Price
3 x Smoke Capsules For Testifire Test Kits | TS3-3PACK | 273.76
6 x Smoke Capsules For Testifire Test Kits | TS3-6PACK | 527.94
6 x CO Capsules For Testifire Test Kits | TC3-6PACK | 552.09
Testifire All-In-One Detector Tester Kits
Description | Part No | Price
Testifire Smoke & Heat Detector Test Kit 9M | TESTIFIRE9001 | 3907.8
Testifire Smoke Heat & CO Detector Test Kit 9M | TESTIFIRE9201 | 4133.86
Urban Test Kits
Description | Part No | Price
SOLO Urban Kit Backpack & Poles to 5M | SOLO613 | 1606.5
Urban Smoke/Heat Test Kit to 5M | URBAN1001-1 | 3698.86
Urban Smoke/Heat/CO Test Kit to 5M | URBAN2001-1 | 4134.06
Urban Electronic Smoke Test Kit to 5M | URBAN365 | 2771.45
Urban Kit Pole Bag | SOLO612 | 47.72
SCORPION Detector Test Equipment
Scorpion Tester Equipment
Description | Part No | Price
Scorpion Point Detector Test Head | SCORP1001 | 588.65
Scorpion ASD Head Unit Kit | SCORP2001 | 586.64
Scorpion Control Panel | SCORP8000 | 1146.53
Scorpion Access Point | SCORP25 | 154.9
Scorpion Engineers Portable Control Unit | SCORP7000 | 1858.51
CALL POINTS
MCP Call Points
Red Indoor Models
Description | Part No | Price
Break Glass Call Point Red 470 Ohm Flush | MCP1A-R-470 | 11.17
Red Back Box For KAC Call Points | MCPBB-R | 2.32
Manual Call Point Red 470 Ohm Surface Resettable | MCP1A-R-470-SR-R | 14.29
Break Glass Call Point With LED Red 470 Ohm Surface | MCP2A-R-470-SR | 17.99
Universal Hinged Cover For KAC Call Points | PS200 | 4.68
Other Colour Indoor Models, Single Pole - c/w Back Box
Description | Part No | Price
Break Glass Call Point Yellow NO/NC Surface | MCP3A-Y-SY | 23.9
Break Glass Call Point Green NO/NC Surface | MCP3A-G-SG | 23.9
Break Glass Call Point Blue NO/NC Surface | MCP3A-B-SB | 23.9
Other Colour Indoor Models, Double Pole - c/w Back Box
Description | Part No | Price
Break Glass Call Point Green Double Pole NO/NC Surface | MCP4A-G-SG | 44.23
Manual Call Point White Double Pole NO/NC Surface Resettable | MCP4A-W-SW | 50.65
Break Glass Call Point Blue Double Pole NO/NC Surface | MCP4A-B-SB | 49.1
Waterproof Models - IP67
Description | Part No | Price
Waterproof Break Glass Call Point IP67 Red 470 Ohm | WCP1A-R-470 | 102.86
Waterproof Break Glass Call Point IP67 NO/NC Red | WCP3A-R | 101.55
Waterproof Break Glass Call Point IP67 NO/NC Yellow | WCP3A-Y | 121.57
Waterproof Break Glass Call Point IP67 NO/NC Blue | WCP3A-B | 121.57
Key Operated Call Points
2 Position, Single Pole - Key Removable In Both Positions
Description | Part No | Price
Key Switch C/Point, Red, 2 Pos, S/Pole, Key Removable | WRK20S01-SR | 37.41
Key Switch C/Point, Green, 2 Pos, S/Pole, Key Removable | WGK20S12-SG | 37.92
Key Switch C/Point, Yellow, 2 Pos, S/Pole, Key Removable | WYK20S11-SY | 37.92
Key Switch C/Point, White, 2 Pos, S/Pole, Key Removable | WWK20S11-SW | 37.92
Key Switch C/Point, Blue, 2 Pos, S/Pole, Key Removable | WBK20S11-SB | 37.92
Key Switch C/Point, Orange, 2 Pos, S/Pole, Key Removable | WAK20S11-SA | 49.6
2 Position, Single Pole - Key Trapped In Position 1
Description | Part No | Price
Key Switch C/Point, Red, 2 Pos, S/Pole, Key Trap In Pos 1 | WRK21S01-SR | 44.38
Key Switch C/Point, Green, 2 Pos, S/Pole, Key Trap In Pos 1 | WGK21S12-SG | 37.92
Key Switch C/Point, Yellow, 2 Pos, S/Pole, Key Trap In Pos 1 | WYK21S11-SY | 34.6
Key Switch C/Point, White, 2 Pos, S/Pole, Key Trap In Pos 1 | WWK21S11-SW | 37.92
Key Switch C/Point, Blue, 2 Pos, S/Pole, Key Trap In Pos 1 | WBK21S11-SB | 37.92
KAC Call Point Accessories
Description | Part No | Price
Universal Hinged Cover For KAC Call Points | PS200 | 4.68
Red Back Box For KAC Call Points | MCPBB-R | 2.32
Pack of 5 Breakable Seals For PS200 Cover (Pack of 10) | M357 | 32.48
Frangible Element For KAC Call Points | PS210 | 1.83
Pack of 5 Spare Glasses For KAC Call Points | KG1 | 7.01
Pack of 10 Test Keys For KAC Call Points | K-TK | 7.27
Conversion Kit For KAC Call Points Black Bezel | TB16 | 24.17
Spare Key For KAC 2 Pos Key Switch Call Points (Pack of 6) | SC086 | 36.11
Spare Key For KAC 3 Pos Key Switch Call Points (Pack of 6) | SC087 | 36.11
STI Resettable Call Points
Red Indoor Models
Description | Part No | Price
ReSet Call Point Red 470 & 680 Ohm Dual Mount | RP-RD2-01 | 26.45
ReSet Call Point Red for TWIN WIRE Dual Mount | RP-RD2-TW | 21.68
Indoor Models - Type ‘11’
Description | Part No | Price
ReSet Call Point Red Series 11 Dual Mount - Euro Flame | RP-RD2-11 | 32.13
ReSet Call Point Yellow Series 11 Dual Mount | RP-YD2-11 | 33.4
ReSet Call Point Green Series 11 Dual Mount - Running Man | RP-GD2-11 | 32.86
ReSet Call Point White Series 11 Dual Mount | RP-WD2-11 | 29.7
ReSet Call Point Blue Series 11 Dual Mount | RP-BD2-11 | 29.7
ReSet Call Point Orange Series 11 Dual Mount | RP-OD2-11 | 33.32
Waterproof Models
Description | Part No | Price
Waterproof Resettable Call Point Red 470 & 680 Ohm | WRP2-R-01 | 83.12
Waterproof Resettable Twin Wire Call Point Red | WRP2-R-TW | 93.79
Resettable Call Point Accessories
Description | Part No | Price
Hinged Integral Cover For RP Resettable Call Points | CI | 5.05
Pack of 10 Spare Key For RP Resettable Call Points | RP-K-10 | 10.42
Fulleon Call Points
Universal Call Point - CXL
Description | Part No | Price
Universal Call Point Red With LED 470 & 680 Ohm | CXL-U-R-BB | 11.91
Universal Call Point Weatherproof Red 470 & 680 Ohm | CXL-U-R-WP | 53.98
Hinged Perspex Cover For CX Call Points (Pack of 10) | CX-PC | 39.02
Pack of 10 Spare Test / Reset Keys For CX Call Points | CX-UK | 5.93
Pack of 10 Spare Glasses For CX Call Points | CX-SG | 9.42
Euro Stopper Call Point Covers
Description | Part No | Price
Euro Stopper Multi-Kit Red & Green Flush Mount | STI15010ML | 46.96
Euro Stopper Multi-Kit Red & Green Surface Mount | STI15C10ML | 64.06
Euro Stopper Multi-Kit + Sounder Red & Green Flush Mount | STI15020ML | 102.6
Euro Stopper Multi-Kit + Sounder Red & Green Surface Mount | STI15C20ML | 117.93
Universal Stopper Call Point Covers
Description | Part No | Price
Universal Stopper Cover - Flush Mount - Red (FIRE) | STI13010-FR | 60.01
Universal Stopper Cover With Sounder - Flush - Red (FIRE) | STI13020-FR | 113.99
Universal Stopper Cover - Surface Mount - Red (FIRE) | STI13110-FR | 76.11
Universal Stopper Cover With Sounder - Surface - Red (FIRE) | STI13120-FR | 130
Low Profile Universal Stopper Flush Red Fire Label | STI14010-FR | 64.63
Low Profile Universal Stopper Surface Red Fire Label | STI14110-FR | 79.69
Low Profile Universal Stopper + Sndr Flush Red Fire Label | STI14020-FR | 122.74
Low Profile Universal Stopper + Sndr Red Surface Fire Label | STI14120-FR | 139.99
Enviro Stopper Waterproof Call Point Covers
Description | Part No | Price
Enviro Stopper Red With Fire Label | STI13610-FR | 192.36
Enviro Stopper + Sounder Red With Fire Label | STI13620-FR | 263.34
EN54-23 APPROVED VISUAL ALARM DEVICES
Fulleon Visual Alarm Devices (EN54-23 Approved)
SQG3 Base Sounder VAD
Description | Part No | Price
Squashni G3 Platform Sounder / VAD White Flash | SQG3-23 | 74.21
White Blanking Cover For Squashni G3 (Pack of 5) | SQG3-CVR-W | 10.76
Solista LX Wall Mounted VADs
Description | Part No | Price
Solista LX Beacon, Wall, Red Flash, Red, Shallow Base | SOL-LX-W-RF-R-S | 55.27
Solista LX Beacon, Wall, Red Flash, Red, Deep Base | SOL-LX-W-RF-R-D | 55.27
Solista LX Beacon, Wall, Red Flash, Red, U Base | SOL-LX-W-RF-R-U | 54.24
Solista LX Beacon, Wall, Red Flash, White, Shallow Base | SOL-LX-W-RF-W-S | 54.24
Solista LX Beacon, Wall, Red Flash, White, Deep Base | SOL-LX-W-RF-W-D | 54.24
Solista LX Beacon, Wall, Red Flash, White, U Base | SOL-LX-W-RF-W-U | 56.88
Solista LX Ceiling Mounted VADs
Description | Part No | Price
Solista LX Beacon, Ceiling, Red Flash, White, Shallow Base | SOL-LX-C-RF-W-S | 55.27
Solista LX Beacon, Ceiling, Red Flash, White, Deep Base | SOL-LX-C-RF-W-D | 55.27
Fulleon Combined Sounder/Visual Alarm Devices (EN54-23 Approved)
ROLP LX VAD Bases For Use With Roshni Sounders (Sold Separately)
Description | Part No | Price
Roshni-LX Beacon Base, Wall, Red Flash, Red | ROBASE-LX-W-RF-R | 55.48
Roshni-LX Beacon Base, Wall, Red Flash, White | ROBASE-LX-W-RF-W | 55.48
Symphoni LX VAD Bases For Use With Symphoni Sounders (Sold Separately)
Description | Part No | Price
Symphoni-LX Beacon Base, Wall, Red Flash, Red | SYBASE-LX-W-RF-R | 54.4
Symphoni-LX Beacon Base, Wall, Red Flash, White | SYBASE-LX-W-RF-W | 57.07
C-TEC Visual Alarm Devices (EN54-23 Approved)
ActiV Base Sounder VADs
Description | Part No | Price
ActiV Conventional Base Sounder/VAD C-3-8.5 | BF456C-CC-W | 67.8
ActiV Conventional Corridor Base Sounder/VAD O-R-3-2.5-17 | BF432C-CC-W | 61.57
Blanking Cover For C-TEC Base Sounder VAD - White | BF330CTLIDW | 4.75
Blanking Cover For C-TEC Base Sounder VAD - Red | BF330CTLIDR | 4.75
ActiV High Output Wall Mounted Sounder VADs
Description | Part No | Price
ActiV Conventional Wall Sounder/VAD W-2.75-9 Shallow Base | BF433C-CC-SR | 70.14
ActiV Conventional Wall Sounder/VAD W-2.75-9 Deep Base | BF433C-CC-DR | 72.72
ActiV Conventional Wall Sounder/VAD W-2.75-9 IP55 | BF433C-CC-DR-65 | 104.21
SOUNDERS & BEACONS
Fulleon Electronic Sounders
Squashni Base/Platform Sounders
Description | Part No | Price
Squashni Sounder White 24vdc | SQ-03-W | 28.41
White Blanking Cover For Squashni Sounder | SQ-CVR-W | 2.3
Roshni Wall Mounted Sounder
Description | Part No | Price
Roshni Low Profile Sounder Red 24vdc Deep Base | ROLP-R-D | 23.66
Symphony Wall Mounted Sounders
Description | Part No | Price
Symphony Sounder Red 24vdc | SY-R | 40.6
Symphony High Output Sounder Red 24vdc | SYHO-R | 101.81
Symphony High Output Sounder Weatherproof Red 24vdc*** | SYHO-R-WP | 148.36
Askari Compact Sounders
Description | Part No | Price
Askari Compact Sounder Red | AC-03-R | 23.87
Askari Compact Sounder White | AC-03-W | 23.87
Red Surface Box For Askari Compact | AC-BOX-R | 4.83
White Surface Box For Askari Compact | AC-BOX-W | 3.59
Fulleon Bells
Motorised Centrifugal Bells
Description | Part No | Price
Motorised Bell 6" 24vdc Red | CFB6D-24 | 30.73
Electronic Solenoid Bells
Description | Part No | Price
Electronic Solenoid Bell Red 24vdc | FB024 | 38.19
Electronic Solenoid Bell Weatherproof Red 24vdc | FB024-WP | 47.25
Electronic Solenoid Bell Red 230vac | FB240-R | 47.25
Electronic Solenoid Bell Weatherproof Red 230vac | FB240-R-WP | 66.12
Fulleon Visual Indicators
Solista Low Current LED Visual Indicator - Base Sold Separately
Description | Part No | Price
Solista LED Beacon Red Lens Red 24vdc No Base | SOL-RL-R | 39.44
Solex Xenon Visual Indicator - Base Sold Separately
Description | Part No | Price
Solex Xenon Beacon Red Lens 24vdc No Base | SO-R-3C | 34.98
Solex Xenon Beacon Amber Lens 24vdc No Base | SO-A-3C | 38.03
Fulleon Combined Sounder/Visual Indicators
SQG3-VID Base/Platform Sounder/Low Current LED Visual Indicator
Description | Part No | Price
Squashni G3 Platform Sounder / VID Red Flash | SQG3-VID | 84.47
White Blanking Cover For Squashni G3 (Pack of 5) | SQG3-CVR-W | 10.76
Roshni SB & Flashni Sounder/Visual Indicator
Description | Part No | Price
Combined Sounder/Solista LED Beacon Red 24vdc Deep Base | ROLPSB-RL-R-D | 65.49
Combined Sounder/Xenon Beacon Red 24vdc Deep Base | FL-RL-R-D | 79.51
Fulleon Bases
Range of Bases for Fulleon Sounders & Visual Indicators
Description | Part No | Price
Red Shallow Base For Fulleon Sounders | SBASE-R | 3.01
White Shallow Base For Fulleon Sounders | SBASE-W | 3.09
Red Deep Base For Fulleon Sounders | DBASE-R | 3.24
White Deep Base For Fulleon Sounders | DBASE-W | 3.09
Red Deep 'U' Base For Fulleon Sounders | UBASE-R | 3.02
White Deep 'U' Base For Fulleon Sounders | UBASE-W | 3.74
Mains Base Red For Fulleon Sounders | MAINSBASE-R | 20.18
Mains Base White For Fulleon Sounders | MAINSBASE-W | 20.65
Protective Cages For Sounders, Beacons & Bells
Description | Part No | Price
Stopper Protective Cage 149mm DI x 127mm Deep | STI9617 | 42.61
Stopper Protective Cage 198mm DI x 152mm Deep | STI9614 | 50.84
Stopper Protective Cage Suitable For 8" Bells | STI9602 | 41.99
Cranford Controls Electronic Sounders & Beacons
Description | Part No | Price
Verso Platform/Base Sounder, 32 Tone, White | CC-507-001 | 32.24
VTG Wall Sounder, Red, Deep Base | CC-510-019 | 33.52
VTB Sounder/Beacon, Red Body, Red Lens, Shallow Base | CC-511-095L | 63.05
VTB Sounder/Beacon, Red Body, Red Lens, Deep Base | CC-511-097L | 62.53
VTB Sounder/Beacon Red c/w 30 Min Time Out Facility | CC-511-090L | 73.03
Klaxon Sonos Electronic Sounders & Beacons
Description | Part No | Price
Klaxon Sonos Sounder Red Deep Base | PSS-0020 | 29.02
Klaxon Sonos Sounder/LED Beacon, Red Lens, Red Shallow Base | PSC-0047 | 56.62
Klaxon Sonos Sounder/LED Beacon, Red Lens, Red Deep Base | PSC-0042 | 57.55
Vimpex Electronic Sounders
Banshee Excel Base/Platform Sounders
Description | Part No | Price
Identifire Base Sounder White | IDBTS-W | 31.33
Banshee Excel Wall Mounted Sounders
Description | Part No | Price
Banshee Excel Sounder Red Shallow Base | VS-BER-24-S | 33.41
Banshee Excel Sounder Red Deep Base | VS-BER-24-D | 34.72
Vimpex Bells
Motorised Bells
Description | Part No | Price
ClamBell 24 V 6” Shallow Base - Red | CBE6-RS-024-EN | 31.47
ClamBell 24 V 6” Deep Base - Red | CBE6-RD-024-EN | 43.29
Weatherproof ClamBell 24 V 6” Red | CBE6-RW-024-EN | 56.6
Vimpex Combined Sounder/Beacons
Banshee Excel Lite Low Current Sounder/LED Visual Indicators
Description | Part No | Price
Banshee Excel Lite Sndr/LED Beacon Red Lens Red Shallow Base | VS-BELB-R-RL-S | 81.43
Banshee Excel Lite Sndr/LED Beacon Red Lens Red Deep Base | VS-BELB-R-RL-D | 83.01
Banshee Excel Lite Sndr/Red LED Beacon White Shallow Base | VS-BELB-W-RL-S | 86.1
Banshee Excel Lite Sounder/Xenon Visual Indicators
Description | Part No | Price
Banshee Excel Lite Sounder/Beacon Red Lens Red Shallow Base | VS-BEXB-R-RL-S | 74.99
Banshee Excel Lite Sounder/Beacon Red Lens Red Deep Base | VS-BEXB-R-RL-D | 76.57
Banshee Excel Lite Sndr/Beacon Red Lens White Deep Base | VS-BEXB-W-RL-D | 81.05
Vimpex FireCryer Voice Sounders
Description | Part No | Price
FireCryer Plus Sounder Red Wall Mounted Shallow Base | VS-FC3-A-R-0-S | 162.02
FireCryer Plus Sounder/LED Beacon Red Shallow Base | VS-FC3-A-R-R-S | 203.47
FireCryer Plus Sounder/LED Beacon Red Deep Base | VS-FC3-A-R-R-D | 203.47
Mini FireCryer Base Mounted Sounder White | VS-FC3-C-W | 146.94
MARINE SYSTEMS
Esento Marine Control Panels
Description | Part No | Price
ESENTO Marine 2 Zone Conventional Control Panel | ESEN-2MAR | 365.48
ESENTO Marine 4 Zone Conventional Control Panel | ESEN-4MAR | 434.62
ESENTO Marine 8 Zone Conventional Control Panel | ESEN-8MAR | 722.52
ESENTO Marine 12 Zone Conventional Control Panel | ESEN-12MAR | 905.48
MED Approved Esento 12 Zone Repeater Panel | ESEN-R-12MAR | 419.51
Marine Fire System Devices
Description | Part No | Price
Marine Approved Optical Smoke Detector Orbis | ORB-OP-42001-MAR | 69.53
Marine Approved Multisensor Detector Orbis | ORB-OH-43001-MAR | 75.3
Marine Approved A1R Heat Detector Orbis | ORB-HT-41001-MAR | 36.91
Marine Approved BS Heat Detector Orbis | ORB-HT-41004-MAR | 36.9
Marine Approved CS Heat Detector Orbis | ORB-HT-41006-MAR | 36.9
Marine Approved Time Saver Detector Base Orbis | ORB-MB-00001-MAR | 9.15
Manual Call Point Red 470 Ohm Surface Resettable | MCP1A-R-470-SR-R | 14.29
Waterproof Call Point IP67 Red 470 Ohm Resettable | WCP1A-R-470-R | 92.46
MED Approved VTG Wall Sounder, Red, Shallow Base | CC-510-137 | 33.77
MED Approved VTG Wall Sounder, Red, Deep Base | CC-510-138 | 39.69
MED Approved Sndr/Beacon, Red Body, Red Lens, Shallow Base | CC-511-144 | 72.16
MED Approved Sndr/Beacon, Red Body, Red Lens, Deep Base | CC-511-145 | 90.21
AUTOMATIC OPENING VENT CONTROL
Automatic Opening Vent Control Panels
Multi Zone AOV Control Panels
Description | Part No | Price
Single Zone AOV Panel | SZAOV-1001 | 436.15
MZAOV Control Panel Single Zone Non Extendable - 3A PSU | MZAOV-1001A | 683.28
MZAOV Control Panel 2 Zone Extendable 3A PSU | MZAOV-1001 | 795.39
MZAOV Control Panel 2 Zone Extendable 5A PSU | MZAOV-1002 | 1011.11
MZAOV Control Panel 2 Zone Extendable 10A PSU | MZAOV-1003 | 1600.69
MZAOV 2 Zone Extension Card | MZAOV-3001 | 233.35
MZAOV PIR Rain Sensor & BMS Add On Card | MZAOV-3002 | 155.56
Smoke Vent Switches
Smoke Vent Manual Call Points (470 Ohm)
Description | Part No | Price
Smoke Vent Manual Call Point Yellow 470OHM Resettable | MCP1A-Y-AOV | 24.94
Smoke Vent Manual Call Point Orange 470OHM Resettable | MCP1A-A-AOV | 23.37
Smoke Vent Firemans Switch (3 Position, OPEN - AUTO - CLOSE)
Description | Part No | Price
Smoke Vent Firemans Key Switch Orange OPEN-AUTO-CLOSE | WAK30S-AOV | 56.11
Smoke Vent Rocker Switch (3 Position, OPEN - AUTO - CLOSE)
Description | Part No | Price
Smoke Vent Rocker Switch Yellow OPEN-AUTO-CLOSE | WY9203-AOV | 51.94
Smoke Vent Rocker Switch Orange OPEN-AUTO-CLOSE | WA9203-AOV | 53.51
Smoke Vent Accessories
Smoke Vent Rain Sensor & PIR
Description | Part No | Price
Rain Sensor | GZ140226 | 445.3
Window Actuators
GEZE Chain Drive Slimchain
Description | Part No | Price
Slimchain 24v DC/300mm/RH/1.1Amp/EV1 Silver | GZ147030 | 487.45
Slimchain 24v DC/300mm/LH/1.1Amp/EV1 Silver | GZ147035 | 487.45
Slimchain 24v DC/500mm/RH/1.1Amp/EV1 Silver | GZ147040 | 570
Slimchain 24v DC/500mm/LH/1.1Amp/EV1 Silver | GZ147045 | 342.75
Slimchain Outward Opening Bracket/Black | GZ147062 | 53.05
Slimchain Inward Opening Bracket/Black | GZ147060 | 46.2
GEZE Chain Drive Powerchain
Description | Part No | Price
Powerchain 24v DC/600mm /1.5Amp/EV1 Silver | GZ147080 | 965.5
Powerchain 24v DC/800mm /1.5Amp/EV1 Silver | GZ147090 | 1075.8
Powerchain Outward Bracket/Black | GZ147112 | 71.45
Powerchain Inward Opening Bracket/Black | GZ147110 | 48.6
GEZE Spindle Drive
Description | Part No | Price
E250NT Linear 24v DC/300mm /1Amp/EV1 Silver | GZ146661 | 600.09
E250NT Linear 24v DC/500mm /1.3Amp/EV1 Silver | GZ146664 | 634.46
E250NT Linear 24v DC/750mm /1Amp/EV1 Silver | GZ146670 | 744.15
E250NT Linear 24v DC/1000mm /1Amp/EV1 Silver | GZ146673 | 877.16
Swivelling Console/Silver | GZ116112 | 151.98
GEZE Retractable Arm Drive
Description | Part No | Price
K600T 24v DC/1.4Amp/EV1 Silver | GZ130059 | 2102.1
K600G 24v DC/1.4Amp/EV1 Silver | GZ130057 | 2255
K600F 24v DC/1.4Amp/EV1 Silver | GZ130151 | 2075.3
K600 T Bracket | GZ130153 | 178.99
K600 R Bracket | GZ130154 | 195.55
K600 G Bracket | GZ130155 | 197.95
DOOR CONTROL
Magnetic Door Retainers
‘Type 87’ Wall Mounted
Description | Part No | Price
Magnetic Door Retainer T87 24vdc 200N | DR24-T87-200 | 36.26
Magnetic Door Retainer T87 24vdc 500N | DR24-T87-500 | 56.51
Magnetic Door Retainer T87 230vac 200N | DR230-T87-200 | 39.66
‘Type 59’ Wall Mounted
Description | Part No | Price
Magnetic Door Retainer T59 24vdc 200N White | DR24-T59-200 | 41.5
Magnetic Door Retainer T59 230vac 200N White | DR230-T59-200 | 47.04
Door Retainer Accessories
Description | Part No | Price
Door Retainer Floor Mounting Bracket | DR-FB2 | 14.1
Chain Mount Catch Plates (NO CHAIN) | DR-CAP | 31.04
Chain Mount Catch Plates With Rubber O Ring (NO CHAIN) | DR-CAP-O | 35.23
Chain Mount Catch Plates (C/W 1 METRE OF CHAIN) | DR-CAP-CHAIN | 57.51
Chain Mount Catch Plates With Rubber O Ring (C/W 1M CHAIN) | DR-CAP-O-CHAIN | 60.54
Old Style Metal Keeper Plate For Geofire Door Retainers | DRC-P | 14.15
Spare Keeper Plate For 200N Geofire Door Retainers | DRC-P-1 | 14.2
Spare Keeper Plate For 500N Geofire Door Retainers | DRC-P-2 | 27.37
‘Type 84’ Floor Mounted
Description | Part No | Price
Magnetic Door Retainer Floor Mounted 24vdc 200N | DR24-T84-200 | 55.49
Magnetic Door Retainer Floor Mounted 24vdc 500N | DR24-T84-500 | 78.67
Decorative Door Retainers
Description | Part No | Price
Magnetic Door Retainer T59 24vdc 200N Chrome | DR24-T59-CHROME | 111.35
Magnetic Door Retainer T59 24vdc 200N Brass | DR24-T59-BRASS | 121.42
Magnetic Door Retainer T59 24vdc 200N Stainless Steel | DR24-T59-STAINLESS | 111.35
Magnetic Door Retainer T59 230vac 200N Chrome | DR230-T59-CHROME | 132.05
Magnetic Door Retainer T59 230vac 200N Brass | DR230-T59-BRASS | 132.75
Magnetic Door Retainer T59 230vac 200N Stainless Steel | DR230-T59-STAINLESS | 132.91
Bright Chrome Surface Mounting Sleeve For T59 Door Retainers | DR-SL-59-C | 39.11
Brass Surface Mounting Sleeve For T59 Door Retainers | DR-SL-59-B | 33.61
Stainless Steel Surface Mounting Sleeve T59 Door Retainers | DR-SL-59-S | 33.61
Heavy Duty Door Retainers
‘Universal’ Heavy Duty Door Retainers
Description | Part No | Price
Universal Magnetic Door Retainer 500N 200mm | DR24-T79-05200 | 106.88
Universal Magnetic Door Retainer 500N 300mm | DR24-T79-05300 | 108.03
Universal Magnetic Door Retainer 1000N 200mm | DR24-T79-06200 | 134.42
Universal Magnetic Door Retainer 1000N 300mm | DR24-T79-06300 | 139.24
Agrippa Wireless Door Control
Agrippa Wireless Door Control
Description | Part No | Price
Agrippa Acoustic Magnetic Door Holder | DR-AGRIPPA | 224
Floor Mounting Bracket For Agrippa Door Holder | DR-AG-FB | 13.05
Agrippa Acoustic Digital Door Closer | DC-AGRIPPA | 554.6
Agrippa Wire Free Vibrating Pillow Alarm | VPA-AGRIPPA | 444.81
Salamander Wireless Door Control
Salamander Radio Door Control Products
Description | Part No | Price
Salamander Control Panel | SAL-CP-0012 | 535.54
Salamander Door Closer - Right Hand | SAL-DC-0050 | 733.82
Salamander Door Closer - Left Hand | SAL-DC-0051 | 733.82
Salamander Magnetic Door Retainer c/w Keeper Plate | SAL-DR-0013 | 371.93
Salamander Extension Bracket 200mm | SAL-EB-S001 | 75.62
Salamander Extension Bracket 300mm | SAL-EB-S002 | 78.16
Salamander Extension Bracket 500mm | SAL-EB-S003 | 85.91
Salamander Floor Mounting Bracket | SAL-FB-S001 | 26.4
Salamander Signal Booster | SAL-SB-0014 | 341.62
Salamander Zleepsafe Vibrating Pillow Alarm | SAL-ZS-0040 | 513.17
Door Closer/Hold Open Units
Arrow 600 Series - Universal Electro Magnetic Door Closer
Description | Part No | Price
Universal Door Closer/Hold Open/Freeswing 24v Silver 60Kg | AR623EM-S-S | 298.61
Universal Door Closer/Hold Open/Freeswing 24v Silver 80Kg | AR624EM-S-S | 298.61
Universal Door Closer/Hold Open/Freeswing 24v Brass 80Kg | AR624EM-S-B | 312.59
Arrow BM3SE - Electro Magnetic Slide Arm Door Closer
Description | Part No | Price
Slide Arm EM Door Closer Hold Open Silver | BM3SEHO-SIL | 303.21
SIide Arm EM Door Closer Swing Free Silver | BM3SESF-SIL | 303.21
Slide Arm EM Door Closer Hold Open Satin Stainless Steel | BM3SEHO-SSS | 334.47
Slide Arm EM Door Closer Swing Free Satin Stainless Steel | BM3SESF-SSS | 334.47
Arrow 325 - Universal Door Closer
Description | Part No | Price
Universal Door Closer Variable Power - Silver | AR325-S-S | 103.94
Arrow BM3S - Fixed Power 3 Slide Arm Door Closer
Description | Part No | Price
Slide Arm Door Closer Silver | BM3S-SIL | 106.28
Slide Arm Door Closer Satin Stainless Steel | BM3S-SSS | 140
Arrow C24V - Concealed Cam Door Closer
Description | Part No | Price
Concealed Cam Door Closer Silver | C24V-SIL | 250.07
Arrow FS14V - Floor Spring Door Closer
Description | Part No | Price
Single Action Floor Spring No Hold Open | FS14VSANHO-SSS | 343.84
Double Action Floor Spring No Hold Open | FS14VDANHO-SSS | 312.59
Single Action Floor Spring With Hold Open | FS14VSAHO-SSS | 343.84
Double Action Floor Spring With Hold Open | FS14VDAHO-SSS | 312.59
Geze TS4000E - Universal Electro Magnetic Door Closer
Description | Part No | Price
Geze Electromagnetic Door Closer, Std V Arm, Silver | TS4000E | 592.27
Geze EM Door Closer WIth Swing Free Arm, Silver | TS4000EFS | 621.64
‘Briton 996’ Dual Function Fitting
Description | Part No | Price
Briton Door Closer / Hold Open Unit Size 3 Figure 1 Silver | B996-F1 | 389.58
Briton Door Closer / Hold Open Unit Size 3 Figure 66 Silver | B996-F66 | 437.56
Exidor 9870 - Universal Electro Magnetic Door Closer
Description | Part No | Price
Exidor 9870 EM Door Closer Radius Cover 24v Silver | EX9870R-SV | 278.47
Exidor 9870 EM Door Closer Radius Cover 24v S/Steel | EX9870R-SS | 338.46
Exidor 9870 EM Door Closer Square Cover 24v Silver | EX9870S-SV | 290.34
Exidor 9870 EM Door Closer Square Cover 24v S/Steel | EX9870S-SS | 354.25
Guardian 9880 - Care Home Residents Door Closer With Anti Slam Feature
Description | Part No | Price
Guardian Care Home EM Door Closer Radius Cover 24v Silver | EX9880R-SV | 404.4
Guardian Care Home EM Door Closer Radius Cover 24v S/Steel | EX9880R-SS | 399.38
Guardian Care Home EM Door Closer Square Cover 24v Silver | EX9880S-SV | 398.7
Guardian Care Home EM Door Closer Square Cover 24v S/Steel | EX9880S-SS | 413.39
Freedor Smartsound Wireless Overhead Door Closer
Description | Part No | Price
Freedor Wireless Door Closer/Hold Open Unit | FD2002 | 717.14
Dorgard Wireless Door Holders
Dorgard SmartSound Wire Free Door Holder
Description | Part No | Price
Dorgard SmartSound Black | DORGARD-SS-B | 229.39
Dorgard SmartSound White | DORGARD-SS-W | 229.39
Dorgard Wire Free Door Holder
Description | Part No | Price
Dorgard Door Retainer Black | DORGARD-BLK | 242.14
Dorgard Door Retainer Red | DORGARD-RED | 267.62
Dorgard Door Retainer White | DORGARD-WHT | 267.62
Magnetic Door Locks
Mini Series Electro Magnetic Lock
Description | Part No | Price
Single Door Mini Electro Magnetic Lock 12/24vdc 250Kg | ML600 | 41.94
Double Door Mini Electro Magnetic Lock 12/24vdc 250Kg | ML600D | 92.27
Adjustable L Bracket For ML600 Range | BK600L | 15.42
Adjustable Z & L Bracket For ML600 Range | BK600ZL | 22.31
Standard Series Electro Magnetic Lock
Description | Part No | Price
Single Door Electro Magnetic Lock 12/24vdc 510Kg | ML1200 | 85.67
Double Door Electro Magnetic Lock 12/24vdc 510Kg - Monitored | ML1200DM | 191.1
Adjustable L Bracket For ML1200 Range | BK1200L | 17.97
Adjustable Z & L Bracket For ML1200 Range | BK1200ZL | 37.88
Power Supplies
Power Supplies, 24vdc
Description | Part No | Price
Transformer Rectifier Unit 1A 24vdc Regulated | TRX1A-24 | 95.55
Transformer Rectifier Unit 2.5A 24vdc Regulated | TRX2.5A-24 | 113.69
Emergency Door Release
Door Release Manual Call Points & Switches
Description | Part No | Price
Break Glass Call Point Green NO/NC Surface | MCP3A-G-SG | 23.9
Break Glass Call Point Green Double Pole NO/NC Surface | MCP4A-G-SG | 44.23
Waterproof Break Glass Call Point IP67 NO/NC Green D/Pole | WCP4A-G | 133.45
Key Switch C/Point, Green, 2 Pos, S/Pole, Key Removable | WGK20S12-SG | 37.92
Key Switch C/Point, Green, 2 Pos, S/Pole, Key Trap In Pos 1 | WGK21S12-SG | 37.92
PROTECTIVE COVERS & CAGES
Protective Steel Cages
Cages For Detectors
Description | Part No | Price
Steel Cage / Flush 175mm Dia x75mm Deep | STI-9604 | 36.54
Stopper Protective Cage 180mm DI x 115mm D | STI9605 | 40.37
Cages For Electronic Sounders, Beacons & Bells
Description | Part No | Price
Stopper Protective Cage 95mm DI x 90mm Deep | STI9615 | 43.56
Stopper Protective Cage 149mm DI x 127mm Deep | STI9617 | 42.61
Stopper Protective Cage 198mm DI x 152mm Deep | STI9614 | 50.84
Stopper Protective Cage Suitable For 8" Bells | STI9602 | 41.99
Cages For Emergency Lights
Description | Part No | Price
Stopper Protective Em Light Cage 450mmW x 220mmH x 128mmD | STI9644 | 86.3
Stopper Protective Em Light Cage 460mmW x 160mmH x 150mmD | STI9648 | 282.75
Cages For Beam Detectors
Description | Part No | Price
Stopper Protective Cage For Fireray 5000 Controller | STI9841 | 42.79
Stopper Protective Cage For Fireray 5000 Detector Head | STI9840 | 29.84
Polycarbonate Covers
Thermostat Protective Covers
Description | Part No | Price
Small Thermostat Protector Flush Mount with Frangible Lock | STI9102 | 26.69
Medium Thermostat Protector Flush Mount with Key Lock | STI9105 | 36.01
Large Thermostat Protector Flush Mount with Key Lock | STI9110 | 44.95
Stopper Alarms
Description | Part No | Price
Exit Stopper Emergency Exit Alarm | STI6400 | 164.52
Fire Extinguisher Theft Stopper | STI6200 | 75.54
SELF CONTAINED EMERGENCY LIGHTING
LED EMERGENCY BULKHEAD
Description | Part No | Price
Bulkhead Emergency Light LED Maintained/Non Maintained | ELBH-LED-M3 | 26.48
SELF TEST LED EMERGENCY BULKHEAD
Description | Part No | Price
Self Test LED Bulkhead Emergency Light | B4L-LED-M3 | 50.77
Legend Kit For Bulkhead Emergency Lights | B1L-LG | 2.86
EMERGENCY EXIT BOX
Description | Part No | Price
Exit Box Em Light Maintained/Non Maintained LED 3hr | ELEBD-LED-M3 | 51.9
Double Sided Left / Right Legend For ELEBD Exit Lights | ELEBD-LGLR | 11.95
SLIMLINE LED EMERGENCY EXIT BOX
Description | Part No | Price
Exit Box Em Light Maintained, Slimline, LED | ELEBS-LED-M3 | 73.07
LED EMERGENCY HANGING EXIT SIGN
Description | Part No | Price
BE10 LED Hanging Exit Sign, Arrow Down, White | BE10-LED-M3-W | 56.56
BE10 LED Hanging Exit Sign, Arrow Down, Chrome | BE10-LED-M3-C | 59.54
LED EMERGENCY HANGING EXIT SIGN
Description | Part No | Price
LED Hanging Exit Sign Em Light Arrow Down Legend | BE3D-LED-M3-W | 50.76
FULLY RECESSED EMERGENCY BLADE EXIT SIGN
Description | Part No | Price
Fully Recessed Exit Blade, LED,White, Arrow Down | BE3FR-LED-D-W | 201.81
SURFACE MOUNT OR RECESSED LED EM EXIT SIGN
Description | Part No | Price
Spectrum LED Exit Sign, Surface Mount | SPECTRUM-M-1W-LED | 80.6
Spectrum LED Exit Sign, Recessed | SPECTRUM-R-1W-LED | 85.33
LED EMERGENCY TWINSPOT - IP65
Description | Part No | Price
LED Twin Spot Emergency Light 3hr, IP65 With Self Test | ELTS-LED-D | 118.72
INTERNAL LED EMERGENCY TWINSPOT
Description | Part No | Price
Internal LED Twin Spot Emergency Light 3hr Non Maintained | BT3-LED-D | 62.34
EXTERNAL LED CIRCULAR EMERGENCY AMENITY LIGHT
Description | Part No | Price
B2D External LED Circular Amenity Light | B2D-LED-M3 | 184.67
EXTERNAL LED SQUARE EMERGENCY AMENITY LIGHT
Description | Part No | Price
B2D External LED Square Amenity Light | B2DS-LED-M3 | 204.51
EXTERNAL LED CIRCULAR EMERGENCY AMENITY LIGHT
Description | Part No | Price
BD5D External LED Circular Amenity Light | BD5D-LED-M3 | 84.77
INTERNAL LOW PROFILE LED EM AMENITY LIGHT
LED EMERGENCY DOWNLIGHTER
Description | Part No | Price
SYCAMORE LED Recessed EmergencyDownlight, IP20, Non-maintained, 3.2VLiFePO4 Battery, 60mm Dia, White, Self Test | EL-153050 | 36.5
Hochiki FireScape Lite
Description | Part No | Price
FIREscape lite Corridor Luminaire Kit | NFW-SDT-DL2 | 169.65
FIREscape lite Open Space Luminaire Kit | NFW-SDT-DL3 | 166.93
FIREscape lite High Powered Corridor Luminaire Kit | NFW-SDT-NF89-C | 513.06
FIREscape lite High Powered Open Space Luminaire Kit | NFW-SDT-NF89-O | 508.98
FIREscape lite 20mm Exit Luminaire Arrow Right | NFW-SDT-EL20R | 162.88
FIREscape lite 20mm Exit Luminaire Arrow Down | NFW-SDT-EL20D | 162.88
FIREscape lite 20mm Exit Luminaire Arrow Left | NFW-SDT-EL20L | 162.88
FIREscape lite 20mm Exit Luminaire Arrow Up | NFW-SDT-EL20U | 162.88
FIREscape lite 40mm Exit Luminaire Arrow Right | NFW-SDT-EL40R | 176.43
FIREscape lite 40mm Exit Luminaire Arrow Down | NFW-SDT-EL40D | 2000.97
FIREscape lite 40mm Exit Luminaire Arrow Left | NFW-SDT-EL40L | 176.43
FIREscape lite 40mm Exit Luminaire Arrow Up | NFW-SDT-EL40U | 176.43

## Flat List
Part No | Description | Price
1LCR608 | Linian Fire Clip 6-8mm Single - Red (Pack of 100) | 49.61
1LCR68-2 | Linian Fire Clip 6-8mm Double - Red (Pack of 100) | 63.6
1LCR911 | Linian Fire Clip 9-11mm Single - Red (Pack of 100) | 49.61
1LCR911-2 | Linian Fire Clip 9-11mm Double - Red (Pack of 100) | 63.6
1LCW608 | Linian Fire Clip 6-8mm Single - White (Pack of 100) | 49.61
1LCW68-2 | Linian Fire Clip 6-8mm Double - White (Pack of 100) | 63.6
1LCW911 | Linian Fire Clip 9-11mm Single - White (Pack of 100) | 49.61
1LCW911-2 | Linian Fire Clip 9-11mm Double - White (Pack of 100) | 63.6
2200-0021-1 | FDS303 IR3 Flame Detector Copper Free Aluminium Red | 2349.2
2200-0021-13 | IR3, 316 SS, 2x3/4” NPT, FM, ATEX, IECEx, SIL 2, EN54-10 | 3235.05
2200-0021-5 | IR3, Aluminium, 2x3/4 NPT, FM, ATEX, IECEx, SIL 2, EN54-10 | 2675.4
2200-0021-9 | IR3, 316 SS, 2xM25, FM, ATEX, IECEx, SIL 2, EN54-10, FM3260 | 3077.93
2200-0023-1 | iVFD, Aluminium, 2xM25, FM, ATEX, IECEx, SIL 2, EN54-10 | 4948.05
2200-0023-5 | iVFD, Aluminium, 2x3/4”NPT, FM, ATEX, IECEx, SIL 2, EN54-10 | 4948.05
2200-0026 | Detector Sealing Kit - Metric (Gland Seals and O Ring Set) | 168.83
2200-0030-1 | iVFD, Aluminium, 2xM25, FM, ATEX, IECEx, FM3260 | 3744.81
2200-0030-5 | iVFD, Aluminium, 2x3/4”NPT, FM, ATEX, IECEx, FM3260 | 3744.81
2200-0501 | Flame Simulator Charger (Spare) | 428.57
2200-0700 | FS301 Flame Simulator | 5558.44
29600-399 | Red Address Card (7 Bit) For Xpander | 1.51
29600-413 | White Address Card (7 Bit) For Xpander | 1.51
3100-0020 | FDS Series Sunshield | 193.28
3SCH1-6LM4 | NiCd 3*1.6Ah Htemp SubCcell Leads & Molex Plug Sty4 | 10.28
41CPE104 | Expander Box 1- 4 Loop for 41CPE118 with PSU (1 Loop Includ | 1145.13
41CPE112 | LogiFire Panel 1-2 Loops (1 Loop Included) | 1026.16
41CPE118 | LogiFire Panel 1-4 Loops (1 Loop Included) | 2118.09
41CPR100 | Repeater Panel For LogiFire | 806.28
41ECB000 | Network card RS485 For Atena & LogiFire | 205.03
41ECL022 | 1 Loop Expansion Card For ATENA Easy & LogiFire Easy | 224
41ECL120 | 1 Loop Expansion Card For LogiFire 41CPE118 | 357.67
41IOM022XL | Module 2 Inputs + 2 Relays With Isolator (Big Box) | 92.3
41KPR101 | Desk Mount Kit For 41CPR100 | 188.29
41KPR102 | Flush Mounting Kit For 41CPR100 | 140.67
41PAM000 | Addressable Manual Call Point With Isolator | 51.05
41RBX020 | Standard Addressable Base | 4.89
41RCS100 | Addressable Heat Detector With Isolator | 48.6
41RFU100 | Addressable Optical Smoke Detector With Isolator | 51.98
41RML100 | Addressable Multisensor Detector With Isolator | 60.58
41SAB100 | Loop Powered Sounder Base | 65.58
41SAI000 | Loop Powered Wall Sounder | 56.74
41SCB101 | ADDRESSABLE SOUNDER/BEACON BASE EN54/3 | 71.25
41SCI000 | Loop Powered Sounder/Beacon VAD EN54-23 | 82.54
41SPG000EN | Programming Device For Addressable Devices | 292.34
44251-176 | Pack of 10 Spare Keys For Apollo MCP | 10.66
44251-189 | Hinged Cover For Apollo Call Points | 3.62
45681-200 | Detector Base Series 65 | 5.11
45681-201 | Detector Base With Diode Series 65 | 5.38
45681-204 | Surface Mounting Conduit Box For Apollo Bases | 6.11
45681-206 | Detector Base For Twin Wire System Series 65 | 16.9
45681-210 | Analogue Detector Base XP95/Discovery | 5.33
45681-211 | Base For Short Circuit Isolator XP95 | 5.05
45681-215 | Intrinsically Safe XP95 Detector Base | 17.48
45681-217 | Deckhead Mounting Box For Apollo Detector Bases | 23.04
45681-218 | Deckhead Mounting Box Accessory Kit | 7.72
45681-244 | AlarmSense Base | 6.76
45681-245 | Detector Base With Relay Series 65 | 32.61
45681-276 | Ancillary Loop Sounder XP95 | 53.42
45681-277 | Integrated Base Sounder With Isolator XP95 | 57.26
45681-278 | Integrated Base Sounder XP95 | 55.8
45681-284 | Analogue Detector Base With Short Circuit Isolator XP95 | 17.37
45681-292 | White Blanking Cover For 45681-277/278 Base Sounders | 4.63
45681-293 | Red Blanking Cover For 45681-277/278 Base Sounders | 4.63
45681-294 | Locking White Cap For AlarmSense Sounder Base | 4.06
45681-309 | Ceiling Tile Mounting Box For Apollo Detectors | 12.35
45681-310 | Ceiling Tile Mounting Box For Sounders | 12.17
45681-330 | Sounder Beacon Base With Isolator XP95 | 91.87
45681-331 | Sounder Beacon Base XP95 | 87.38
45681-333 | Beacon Base With Isolator XP95 | 55.92
45681-393 | Sounder Beacon Base With Isolator Discovery | 99.1
45681-508 | 12v Relay Base Series 65 | 13.61
45681-509 | AlarmSense Sounder Beacon Base | 52.61
45681-510 | AlarmSense Sounder Base | 35.71
45681-700 | Integrated Sounder/VAD Base With Isolator, Cat O, DISCOVERY | 157.79
45681-702 | Sounder Base With Isolator Discovery | 71.68
45681-705 | Integrated Sounder/VAD Base With Isolator, Cat O, XP95 | 157.15
45681-709 | Integrated VAD Base With Isolator, Cat O, XP95 | 109.86
45682-800 | Xpert Address Cards (Pack of 25) | 10.66
48BFC002 | Beam Detector 5-50m With Reflector | 673.1
48BFC003 | Beam Detector 50-100m With Reflector | 848.95
48FPT100 | Remote Indicator | 10.46
53541-170 | Apollo 300 - 705mm Duct Sampling Tube | 17.34
53541-171 | Apollo 750 - 1500mm Duct Sampling Tube | 34.7
53546-021 | Duct Probe Kit c/w Series 65 Detector Base | 119.08
53546-022 | Duct Probe Kit c/w XP95 Detector Base | 120.17
53546-023 | Duct Probe Kit c/w Orbis Time Saver Detector Base | 120.2
53832-070 | MiniDisc Remote LED Indicator | 8.03
55000-001 | Intelligent Open Area Sounder With Isolator Red XP95 | 70.93
55000-005 | Intelligent Open Area Sounder Beacon With Isolator Red XP95 | 107.33
55000-009 | Intelligent Open Area Beacon With Isolator Red XP95 | 68.27
55000-017 | AlarmSense Open Area Sounder Beacon Red | 76.85
55000-018 | AlarmSense Open Area Sounder Red | 62.03
55000-022 | Intelligent Base Mounted UV Flame Detector XP95 | 1347.98
55000-024 | Intelligent Base Mounted IR3 Flame Detector XP95 | 2360.39
55000-025 | Base Mounted UV Flame Detector Series 65 | 1147.15
55000-122 | A1R Combined Heat Detector Series 65 | 21.58
55000-127 | BR Combined Heat Detector Series 65 | 22.67
55000-132 | CR Combined Heat Detector Series 65 | 23.19
55000-137 | CS Fixed Temperature Heat Detector Series 65 | 22.36
55000-182 | DIN Rail Sounder Control Interface (5 amp) XP95 | 156.41
55000-190 | AlarmSense A1R Heat Detector | 19.75
55000-193 | AlarmSense CS Heat Detector | 20
55000-274 | Loop Powered Open Area Sounder Weatherproof Red XP95 | 218.11
55000-278 | Loop Powered Open Area Sounder Red XP95 | 105.89
55000-293 | Loop Powered Open Area Sounder Beacon With Isolator Red | 153.99
55000-296 | Loop Powered Open Area Sounder Beacon Weatherproof Red XP95 | 259.43
55000-298 | Loop Powered Open Area Sndr Beacon W/proof Red XP95 Isolator | 256.93
55000-317 | Optical Smoke Detector Series 65 | 33.94
55000-390 | AlarmSense Optical Smoke Detector | 31.14
55000-391 | AlarmSense Integrating Optical Smoke Detector | 35.55
55000-392 | AlarmSense Optical Smoke Detector & Sounder Base | 59.04
55000-393 | AlarmSense Integrating Optical Smoke Detector & Sounder Base | 61.08
55000-400 | Analogue Heat Sensor XP95 | 63.24
55000-401 | Analogue High Temperature Heat Sensor XP95 | 63.24
55000-440 | Analogue I.S. Heat Detector XP95 | 270.98
55000-600 | Analogue Optical Smoke Detector XP95 | 63.24
55000-640 | Analogue I.S. Optical Smoke Detector XP95 | 245.25
55000-720 | Short Circuit Isolator XP95 | 28.79
55000-741 | Loop Powered VAD Cat W Red Body White Flash W-2.4-6 XP95 | 79.48
55000-744 | Loop Powered VAD Cat W White Body White Flash W-2.4-6 XP95 | 84.96
55000-760 | Mini Switch Monitor Interface XP95 | 72
55000-812 | DIN Rail Zone Monitor Interface With Isolator XP95 | 119.82
55000-835 | AlarmSense Alarm Relay | 51.86
55000-845 | Zone Monitor Interface With Isolator XP95 | 87.16
55000-852 | Sounder Control Interface With Isolator XP95 | 110.84
55000-877 | Loop Powered Beacon Red XP95 | 61.34
55000-885 | Analogue Multisensor XP95 | 70.08
55400-894 | AlarmSense Manual Call Point | 31.87
58000-005 | Discovery Open Area Sounder Beacon Red | 112.76
58000-300 | Analogue CO Detector DISCOVERY | 98.75
58000-400 | Analogue Heat Sensor DISCOVERY | 69.47
58000-600 | Analogue Optical Smoke Detector DISCOVERY | 72.93
58000-700 | Analogue Multisensor DISCOVERY | 78.96
58200-951 | Analogue Call Point With Isolator Red Waterproof DISCOVERY | 178.12
A1000 | Argus Addressable Smoke Detector Optical Altair | 49.57
A2000 | Argus Addressable Multi-Sensor Altair | 56.26
A3500 | Argus Addressable Heat Detector Altair | 49.58
A4-DOC-BOX | A4 Document Box | 36.06
A80161M2 | Syncro AS Single Loop - Apollo Protocol c/w Enable Keyswitch | 1234.1
A81161M2 | Syncro AS Single Loop - Apollo Protocol | 1157.53
AC-03-R | Askari Compact Sounder Red | 23.87
AC-03-W | Askari Compact Sounder White | 23.87
AC-BOX-R | Red Surface Box For Askari Compact | 4.83
AC-BOX-W | White Surface Box For Askari Compact | 3.59
ACB-EW | Analogue Heat Sensor Waterproof IP67 ESP | 113.78
ACC-EN | Analogue Multi Sensor ESP | 71.96
ACC-EN-BLK | Analogue Multi Sensor ESP Black | 90.27
ACCREM0250 | Pipe Fitting, ABS Cement 250ml Tin | 14.55
ACT230MSF | Mains Supression Filter | 54.42
ACT612 | 6v-12v SLA Battery Tester | 572.33
AFP711 | XFP Network Communication Card For 32 Zone Panels | 170.61
AI-CPW-R-01 | Argus Intelligent Waterproof Resettable Call Point | 165.56
AKH1-L | 200m2 Fitness Club Hearing Loop Kit - Levalier Radio Mic | 1832.96
AKL1 | 200m2 Lecture Room Hearing Loop Kit | 671.01
AKM1 | 200m2 Meeting/Seminar Room Hearing Loop Kit | 506.62
AKM3 | 200m2 Pro Lecture Room Hearing Loop Kit | 1365.73
AKT1 | 200m2 TV/Music Lounge Hearing Loop Kit | 1131.81
AKW1 | 200m2 Place of Worship Hearing Loop Kit - Lectern Mic | 772.98
AKW2-L | 200m2 Place of Worship Hearing Loop Kit - Levalier Radio Mic | 1738.66
ALBS100-32 | Argus Addressable Slave Base Sounder Altair | 64.69
ALBS100-32-AV | Argus Addressable Slave Base Sounder/Beacon Altair | 106.21
ALCI | Argus Protective Call Point Cover | 6.23
ALCP100 | Argus Intelligent Resettable Call Point | 56.34
ALN-EN | Analogue Smoke Detector Optical ESP | 64.94
ALN-EN-BLK | Analogue Smoke Detector Optical ESP Black | 76.5
ALPU1000 | Argus Addressable Detector Programmer | 207.59
ALS-2 | AlarmSense 2 Zone Control Panel | 258.21
ALS-4 | AlarmSense 4 Zone Control Panel | 288.6
AMD | PDA Range Desktop Mic | 146.01
AMD-P | PDA Range Desktop Mic (Push to Talk) | 277.34
AMDS | PDA Range Desktop Mic (Short Stemmed Version) | 208.92
AML | PDA Range Lectern Mic | 106.71
AMLS | PDA Range Lectern Mic (Short Stemmed Version) | 86.51
AMP | PDA Range Professional Handheld Mic | 417.52
AMR-HA | PDA Range Handheld Radio Mic Kit | 886.5
AMR-LA | PDA Range Lavalier Radio Mic Kit | 834.81
AMT | PDA Range Tie/Desk Mic | 13.57
APJ | PDA Range 3.5mm Mono Jack Plate | 77.84
APL | PDA Range Line Level Audio Plate | 77.87
APM | PDA Range Omni-Directional Plated Mic | 87.32
APQL | PDA Range 6.35mm Stereo Jack Plate (Line Level Feeds) | 81.08
APQM | PDA Range 6.35mm Stereo Jack Plate | 81.08
APXL | PDA Range XLR Line Level Plate | 77.92
APXM | PDA Range XLR Mic Level Plate | 77.37
APXO | PDA Range XLR Balanced Line O/P Plate | 119.71
AR325-S-S | Universal Door Closer Variable Power - Silver | 103.94
AR623EM-S-S | Universal Door Closer/Hold Open/Freeswing 24v Silver 60Kg | 298.61
AR624EM-S-B | Universal Door Closer/Hold Open/Freeswing 24v Brass 80Kg | 312.59
AR624EM-S-S | Universal Door Closer/Hold Open/Freeswing 24v Silver 80Kg | 298.61
AS-30620 | Stratos-HSSD Detector + Internal Command | 4986.45
AS-30621 | Stratos-HSSD Std Detector | 3495.31
AS-30671 | Stratos-Micra25 Detector Assembly | 1831.49
AS-30672 | Stratos-Micra100 Detector Assembly | 2494.8
AS-30699 | Stratos-HSSD Replacement Filter | 52.18
AS-30706 | Std Stratos-HSSD Detector | 3411.5
AS-30707 | Std Stratos-HSSD + Command Module | 4903.6
AS-30755 | Stratos-Micra Replacement Filter | 34.55
AS-30760 | Stratos-Micra25 + Input Relay Card | 1954.97
AS-30764 | Stratos-Micra100 + Input Relay Card | 2686.72
ASP-12 | AlarmSense PLUS 12 Zone Control Panel | 611
ASP-4 | AlarmSense PLUS 4 Zone Control Panel | 427
ASP-8 | AlarmSense PLUS 8 Zone Control Panel | 487.58
ASP-R-12 | AlarmSense PLUS 12 Way Fully Functional/Passive Repeater | 466.68
ATJ-EN | Analogue Heat Sensor ESP | 64.94
ATJ-EN-BLK | Analogue Heat Sensor ESP Black | 76.96
B1L-LG | Legend Kit For Bulkhead Emergency Lights | 2.86
B2D-LED-M3 | B2D External LED Circular Amenity Light | 184.67
B2DS-LED-M3 | B2D External LED Square Amenity Light | 204.51
B4L-LED-M3 | Self Test LED Bulkhead Emergency Light | 50.77
B996-F1 | Briton Door Closer / Hold Open Unit Size 3 Figure 1 Silver | 389.58
B996-F66 | Briton Door Closer / Hold Open Unit Size 3 Figure 66 Silver | 437.56
BC100 | Battery Cabinet For Up To 18Ah Batteries | 140.4
BC200-5 | Battery Cabinet For Up To 65Ah Batteries | 280.8
EL-153050 | SYCAMORE LED Recessed EmergencyDownlight, IP20, Non-maintained, 3.2VLiFePO4 Battery, 60mm Dia, White, Self Test | 36.5
BD5D-LED-M3 | BD5D External LED Circular Amenity Light | 84.77
BDIR0209-02 | FIRERAY Obscuration Test Filter | 12.99
BDIR1010-000 | Fireray One Reflective Long Range Kit - 120m | 182
BDIR23901-01 | Reflective Prism For FIRERAY Beam Detector | 66.67
BDIR3000 | FIRERAY 3000 Beam Detector Set 5 - 120M | 1714.3
BDIR3000-015 | Additional Transmitter & Receiver For Fireray 3000 | 1363.64
BDIR3000-026 | Additional Transmitter & Receiver For Fireray 3000 Exd | 4870.13
BDIR3000-115 | FIRERAY 3000 Exd Explosion Proof Beam Detector Set | 6090.91
1170-000 | Fireray Detector Adjustment Bracket for use with Fireray One, Fireray 5000 and Fireray 3000 | 168.83
BDIR5000-002 | FIRERAY 5000 Additional Head With 1 Prism (50m) | 1116.89
BDIR5000-005 | FIRERAY 5000 Universal Mounting Bracket | 194.8
BDIR5000-007 | FIRERAY 5000 4 Prism Plate For Use With Universal Bracket | 233.76
BDIR5000-039 | FIRERAY 5000 Additional Head With 4 Prisms (100m) | 1272.73
BDIR5000-101 | FIRERAY 5000 Self Aligning Beam Detector Set 1 Prism (50m) | 1389.62
BDIR5000-102 | FIRERAY 5000 Self Aligning Beam Detector Set 4 Prisms (100m) | 1545.46
BDIR6010-100 | Fireray One Beam Detector Set - 50m | 909.1
BE10-LED-M3-C | BE10 LED Hanging Exit Sign, Arrow Down, Chrome | 59.54
BE10-LED-M3-W | BE10 LED Hanging Exit Sign, Arrow Down, White | 56.56
BE3D-LED-M3-W | LED Hanging Exit Sign Em Light Arrow Down Legend | 50.76
BE3FR-LED-D-W | Fully Recessed Exit Blade, LED,White, Arrow Down | 201.81
BEXCP3A-BG | Exd Break Glass Call Point | 320.24
BEXCP3A-PB | Exd Push Button Call Point | 415.75
BEXDCS11005DR | Exd Omnidirectional Horn & Strobe, Red, Red Lens | 2487.55
BEXS110DFDC024AB1A1R | Explosion Proof Alarm Horn Sounder, 24V dc. | 1163.86
BF320 | 24V BS5446-3 Vibrating Pillow Pad | 81.09
BF320JP | XLR Connector plate for BF320 Vibrating Pillow Pad | 66.92
BF330CTLIDR | Blanking Cover For C-TEC Base Sounder VAD - Red | 4.75
BF330CTLIDW | Blanking Cover For C-TEC Base Sounder VAD - White | 4.75
BF359-1 | Weatherproof Enclosure For Flush EVC Outstations | 239.8
BF430A-CX-DR | EN54-3/17 103dB Wall Sounder, Red, Deep Base | 70.63
BF430C-EA-SR | EACIE EN54-3 24v Wall Sndr - Shallow Base Red | 133.74
BF430C-EA-SW | EACIE EN54-3 24v Wall Sndr - Shallow Base White | 133.74
BF431A-CX-W | EN54-3/17 96dB Base Sounder White | 48.27
BF432C-CC-W | ActiV Conventional Corridor Base Sounder/VAD O-R-3-2.5-17 | 61.57
BF433A-CX-DR | EN54-3/23/17 W-2.4-8.2 Wall VAD c/w 103dB Sndr, Red, D/Base | 100.84
BF433A-CX-DR-65 | EN54-3/23/17 W-2.4-8.2 Wall VAD c/w 103dB Sndr, Red, IP65 | 120.63
BF433C-CC-DR | ActiV Conventional Wall Sounder/VAD W-2.75-9 Deep Base | 72.72
BF433C-CC-DR-65 | ActiV Conventional Wall Sounder/VAD W-2.75-9 IP55 | 104.21
BF433C-CC-SR | ActiV Conventional Wall Sounder/VAD W-2.75-9 Shallow Base | 70.14
BF433C-EA-SR | EACIE EN54-3 24v Wall Sndr/VID - Shallow Base Red | 235.42
BF433C-EA-SW | EACIE EN54-3 24v Wall Sndr/VID - Shallow Base White | 235.42
BF450A-CX-SW | EN54-3/17 91dB Ceiling Sounder, Shallow Base, White | 56.51
BF451A-CX-SW | EN54-3/23/17 C-3-8 Ceiling VAD c/w 91dB Sndr, S/Base, White | 80.75
BF456A-CX-W | EN54-3/23/17 C-3-8 Base VAD c/w 96dB Sndr White/Clear | 84.47
BF456C-CC-W | ActiV Conventional Base Sounder/VAD C-3-8.5 | 67.8
BF458A-CX-SW | EN54-3/23/17 C-3-8 Ceiling VAD, Shallow Base, White | 72.7
BF460A-CX-W | EN54-23/17 C-3-8 Base VAD, White/Clear | 57.32
BK1200L | Adjustable L Bracket For ML1200 Range | 17.97
BK1200ZL | Adjustable Z & L Bracket For ML1200 Range | 37.88
BK600L | Adjustable L Bracket For ML600 Range | 15.42
BK600ZL | Adjustable Z & L Bracket For ML600 Range | 22.31
BM3S-SIL | Slide Arm Door Closer Silver | 106.28
BM3S-SSS | Slide Arm Door Closer Satin Stainless Steel | 140
BM3SEHO-SIL | Slide Arm EM Door Closer Hold Open Silver | 303.21
BM3SEHO-SSS | Slide Arm EM Door Closer Hold Open Satin Stainless Steel | 334.47
BM3SESF-SIL | SIide Arm EM Door Closer Swing Free Silver | 303.21
BM3SESF-SSS | Slide Arm EM Door Closer Swing Free Satin Stainless Steel | 334.47
BRF248A-R | Boxed Relay, Fused, 24vdc 8A Double Pole, Red | 28.5
BRISOL-R | Boxed Relay With Isolate Key Switch, 24vdc 8A D/Pole, Red | 88.4
BRLDA | Lockdown Alert Alarm Pulsing Relay | 116.45
BRTIMER | Multi Purpose Isolateable Timer / Pulsing Relay Unit | 89.6
BT3-LED-D | Internal LED Twin Spot Emergency Light 3hr Non Maintained | 62.34
C24V-SIL | Concealed Cam Door Closer Silver | 250.07
CA736 | EACIE 1 Way Flat Interface - Double Gang | 185.48
CA737 | EACIE 4 Way Flat Interface No PSU Extendable to 8 | 533.51
CA737PSU | EACIE 4 Way Flat Interface c/w PSU Extendable to 8 | 320.11
CBE6-RD-024-EN | ClamBell 24 V 6” Deep Base - Red | 43.29
CBE6-RS-024-EN | ClamBell 24 V 6” Shallow Base - Red | 31.47
CBE6-RW-024-EN | Weatherproof ClamBell 24 V 6” Red | 56.6
CC-507-001 | Verso Platform/Base Sounder, 32 Tone, White | 32.24
CC-510-019 | VTG Wall Sounder, Red, Deep Base | 33.52
CC-510-137 | MED Approved VTG Wall Sounder, Red, Shallow Base | 33.77
CC-510-138 | MED Approved VTG Wall Sounder, Red, Deep Base | 39.69
CC-511-090L | VTB Sounder/Beacon Red c/w 30 Min Time Out Facility | 73.03
CC-511-095L | VTB Sounder/Beacon, Red Body, Red Lens, Shallow Base | 63.05
CC-511-097L | VTB Sounder/Beacon, Red Body, Red Lens, Deep Base | 62.53
CC-511-144 | MED Approved Sndr/Beacon, Red Body, Red Lens, Shallow Base | 72.16
CC-511-145 | MED Approved Sndr/Beacon, Red Body, Red Lens, Deep Base | 90.21
CCACLIP001 | Signaline A Clip Including Cable Tie (Pack of 100) | 120.36
CCEDGEC001 | Edge Clip 3-8mm c/w Sleeve & Cable Tie (pack of 100) | 351.62
CCJCLIP001 | Signaline J Clip Inc Sleeve and Cable Tie (Pack of 100) | 373.86
Q-CLIP | Signaline Q Clip 316SS Fixing clip 20mm rise M6 hole(100 pc) | 205.4
CCPCLIP002 | Signaline Cable P Clip Stainless Steel M6 (Pack of 100) | 195.05
CCPCLIP008 | Signaline Water Detection Cable Nylon P Clip (Pack of 100) | 78.15
CCTCLIP001 | Signaline Cable T Clip (Pack of 100) | 130.04
CFB6D-24 | Motorised Bell 6" 24vdc Red | 30.73
CFP702-2 | 2 Zone AlarmSense Control Panel | 334.23
CFP702-4 | 2 Zone Fire Control Panel | 256.09
CFP704-2 | 4 Zone AlarmSense Control Panel | 418.1
CFP704-4 | 4 Zone Fire Control Panel | 266.52
CFP708-2 | 8 Zone AlarmSense Control Panel | 585.4
CFP708-4 | 8 Zone Fire Alarm Control Panel | 370.84
CFP760 | CFP 8 Zone Repeater Panel | 327.7
CFP761 | CFP/XFP Network Communication Card | 118.46
CFP762 | CFP Relay Output Card | 94.6
CHQ-BACKBOX | Backbox For CHQ-OEM Modules | 12.68
CHQ-CB-RL | Loop Powered Ceiling VAD Ivory Case Red LEDs | 115.03
CHQ-CB-WHT-RL | Loop Powered Ceiling VAD White Case Red LEDs | 115.03
CHQ-CB-WHT-WL | Loop Powered Ceiling VAD White Case White LEDs | 115.03
CHQ-CB-WL | Loop Powered Ceiling VAD Ivory Case White LEDs | 115.03
CHQ-DIM2-DIN-SCI | Dual Input Module With Isolator Din Rail | 98.2
CHQ-DIM2-SCI | Dual Input Module With Isolator | 83.35
CHQ-DRC2-DIN-SCI | Dual Relay Controller Module With Isolator Din Rail | 117.88
CHQ-DRC2-SCI | Dual Relay Controller Module With Isolator | 106.88
CHQ-DSC2-DIN-SCI | Dual Sounder Controller Module With Isolator Din Rail | 164.68
CHQ-DSC2-SCI | Dual Sounder Controller Module With Isolator | 150.26
CHQ-MRC2-DIN-SCI | Mains Relay Controller Module With Isolator Din Rail | 93.06
CHQ-MRC2-SCI | Mains Relay Controller Module With Isolator | 94.39
CHQ-PCM-DIN-SCI | Plant Control Module With Isolator Din Rail | 247.71
CHQ-PCM-SCI | Plant Control Module With Isolator | 218.01
CHQ-POM | Powered Output Module | 52.89
CHQ-SIM | Single Input Module | 51.76
CHQ-SOM | Single Output Module | 70.61
CHQ-SUB | CHQ Box Sub Assembly | 16.64
CHQ-SZM2-DIN-SCI | Single Zone Monitor Module With Isolator Din Rail | 105.12
CHQ-SZM2-SCI | Single Zone Monitor Module With Isolator | 92.47
CHQ-WB-RED-RL | Loop Powered Wall VAD Red Case Red LEDs | 115.03
CHQ-WB-RED-WL | Loop Powered Wall VAD Red Case White LEDs | 117.83
CHQ-WB-WHT-RL | Loop Powered Wall VAD White Case Red LEDs | 115.03
CHQ-WB-WHT-WL | Loop Powered Wall VAD White Case White LEDs | 115.03
CHQ-WPK | Weatherproofing Kit For CHQ-WS2 | 15.59
CHQ-WS2 | Loop Powered Sounder Red Wall Mounted | 71.27
CHQ-WSB2-RL | Loop Powered Wall Sounder Beacon Red Case Red LEDs | 143.77
CHQ-WSB2-WL | Loop Powered Wall Sounder Beacon Red Case White LEDs | 122.72
CI | Hinged Integral Cover For RP Resettable Call Points | 5.05
CSSIGEL003 | Signaline FT-EOL-EN 2 Zone EOL Line with Test Switches A1407 | 259.9
CSSIGFT001 | Signaline FT-68 Cable Fixed Temp 68 deg C (Per Metre) | 5.55
CSSIGFT002 | Signaline FT-88 Cable Fixed Temp 88 deg C (Per Metre) | 5.55
CSSIGFT003 | Signaline FT-105 Cable Fixed Temp 105 deg C (Per Metre) | 5.55
CSSIGFT004 | Signaline FT-185-R Cable Resistant Nylon Coated (Per Metre) | 8.75
CSSIGFT005 | Signaline FT-68-R Cable Resitant Nylon Coated (Per Metre) | 6.44
CSSIGFT007 | Signaline FT-105-R Cable Resistant Nylon Coated (Per Metre) | 6.44
CSSIGFT010 | Signaline FT-230-X Fixed Temp 230 deg C (Per Metre) | 9.47
CSSIGFTE01 | Signaline FT-78-EN Non-resettable Linear heat detector 78°C | 5.3
CSSIGFTE02 | Signaline FT-88-EN Non-Resettable Linear Heat Detector 88°C | 5.3
CSSIGLP001 | Signaline LocatorPlus A1391 | 961.38
CSSIGLP002 | Signaline LocatorPlus-EN Alarm Location and Int Mod A1406 | 961.38
CSSIGUC001 | Signaline Universal Connector Box | 91.29
CSSIGWA001 | Signaline 10m Terminated Non Sensing Cable | 162.55
CSSIGWB001 | Signaline Water Interface Box | 101.6
CSSIGWC002 | Signaline WDM-KM-2 Signaline WD Monitor c/w EOL Plug | 453.5
CSSIGWD001 | Signaline Water Leak Detection Cable 3.75m | 153.26
CSSIGWD002 | Signaline Water Leak Detection Cable 7.5m | 227.13
CSSIGWD003 | Signaline Water Leak Detection Cable 15m | 501.05
CSSIGWD004 | Signaline Water Leak Detection Cable 30m | 576.8
CT150SS | Stainless Steel Cable Ties 4.6mm x 150mm (Pack of 100) | 39.91
CT200RED | Nylon Cable Ties Red 4.8mm x 200mm (Pack of 100) | 5.31
CT200SS | Stainless Steel Cable Ties 4.6mm x 200mm (Pack of 100) | 57.65
CT295RED | Nylon Cable Ties Red 4.8mm x 295mm (Pack of 100) | 5.93
CX-PC | Hinged Perspex Cover For CX Call Points (Pack of 10) | 39.02
CX-SG | Pack of 10 Spare Glasses For CX Call Points | 9.42
CX-UK | Pack of 10 Spare Test / Reset Keys For CX Call Points | 5.93
CX6FAC | Connexions 6 Paging Transmitter For F-LInk, Mains | 1131
CX6FDC | Connexions 6 Paging Transmitter For F-LInk, 12vdc | 1081.08
CXL-U-R-BB | Universal Call Point Red With LED 470 & 680 Ohm | 11.91
CXL-U-R-WP | Universal Call Point Weatherproof Red 470 & 680 Ohm | 53.98
DBASE-R | Red Deep Base For Fulleon Sounders | 3.24
DBASE-W | White Deep Base For Fulleon Sounders | 3.09
DC-AGRIPPA | Agrippa Acoustic Digital Door Closer | 554.6
DCD-AE3 | A1R Combined Heat Detector CDX | 30.53
DCD-CE3 | CR Combined Heat Detector CDX | 30.53
DFG-60BLKJ | Waterproof Heat Detector CDX | 91.55
DFJ-AE3 | A1S Fixed Temperature Heat Detector CDX | 42.37
DFJ-CE3 | CS Fixed Temperature Heat Detector CDX | 47.03
DL50-K | Domestic Hearing Loop Kit 50m2 | 344.46
DORGARD-BLK | Dorgard Door Retainer Black | 242.14
DORGARD-RED | Dorgard Door Retainer Red | 267.62
DORGARD-SS-B | Dorgard SmartSound Black | 229.39
DORGARD-SS-W | Dorgard SmartSound White | 229.39
DORGARD-WHT | Dorgard Door Retainer White | 267.62
DR-AG-FB | Floor Mounting Bracket For Agrippa Door Holder | 13.05
DR-AGRIPPA | Agrippa Acoustic Magnetic Door Holder | 224
DR-CAP | Chain Mount Catch Plates (NO CHAIN) | 31.04
DR-CAP-CHAIN | Chain Mount Catch Plates (C/W 1 METRE OF CHAIN) | 57.51
DR-CAP-O | Chain Mount Catch Plates With Rubber O Ring (NO CHAIN) | 35.23
DR-CAP-O-CHAIN | Chain Mount Catch Plates With Rubber O Ring (C/W 1M CHAIN) | 60.54
DR-FB2 | Door Retainer Floor Mounting Bracket | 14.1
DR-SL-59-B | Brass Surface Mounting Sleeve For T59 Door Retainers | 33.61
DR-SL-59-C | Bright Chrome Surface Mounting Sleeve For T59 Door Retainers | 39.11
DR-SL-59-S | Stainless Steel Surface Mounting Sleeve T59 Door Retainers | 33.61
DR230-T59-200 | Magnetic Door Retainer T59 230vac 200N White | 47.04
DR230-T59-BRASS | Magnetic Door Retainer T59 230vac 200N Brass | 132.75
DR230-T59-CHROME | Magnetic Door Retainer T59 230vac 200N Chrome | 132.05
DR230-T59-STAINLESS | Magnetic Door Retainer T59 230vac 200N Stainless Steel | 132.91
DR230-T87-200 | Magnetic Door Retainer T87 230vac 200N | 39.66
DR24-T59-200 | Magnetic Door Retainer T59 24vdc 200N White | 41.5
DR24-T59-BRASS | Magnetic Door Retainer T59 24vdc 200N Brass | 121.42
DR24-T59-CHROME | Magnetic Door Retainer T59 24vdc 200N Chrome | 111.35
DR24-T59-STAINLESS | Magnetic Door Retainer T59 24vdc 200N Stainless Steel | 111.35
DR24-T79-05200 | Universal Magnetic Door Retainer 500N 200mm | 106.88
DR24-T79-05300 | Universal Magnetic Door Retainer 500N 300mm | 108.03
DR24-T79-06200 | Universal Magnetic Door Retainer 1000N 200mm | 134.42
DR24-T79-06300 | Universal Magnetic Door Retainer 1000N 300mm | 139.24
DR24-T84-200 | Magnetic Door Retainer Floor Mounted 24vdc 200N | 55.49
DR24-T84-500 | Magnetic Door Retainer Floor Mounted 24vdc 500N | 78.67
DR24-T87-200 | Magnetic Door Retainer T87 24vdc 200N | 36.26
DR24-T87-500 | Magnetic Door Retainer T87 24vdc 500N | 56.51
DRC-P | Old Style Metal Keeper Plate For Geofire Door Retainers | 14.15
DRC-P-1 | Spare Keeper Plate For 200N Geofire Door Retainers | 14.2
DRC-P-2 | Spare Keeper Plate For 500N Geofire Door Retainers | 27.37
EAP2-8CA-CHASSIS | EAP 2l Loop, 8 Zone EVAC-ALERT Panel - Chassis Only | 5797.88
EAP8SWITCH | EACIE 8 Zone Switch / Indicator PCB | 853.64
EAPBOX | EACIE Outer Cabinet-Includes Lock & Mounting Bracket | 6946.11
EAPSTATUS | EACIE Status PCB | 116.88
ECL-2 | ESENTO Eclipse 2 Zone Conventional Control Panel | 251.52
ECL-4 | ESENTO Eclipse 4 Zone Conventional Control Panel | 288.6
ECU-4 | Sigtel 4 Line EVC Controller c/w Handset & Display | 1649.09
ECU-8 | Sigtel 8 Line EVC Controller c/w Handset & Display | 2105
ECU-8NT | Sigtel 8 Line EVC Controller c/w Display Only | 1621.77
ECU722 | Sigtel Network Communication Card | 169.79
EDA-A6000 | Zerio Plus Radio Sounder | 340.89
EDA-A6030 | Zerio Plus Radio Sounder With LED Beacon | 424.2
EDA-C5000 | Zerio Plus Radio Call Point | 229.1
EDA-D5000 | Zerio Plus Radio Heat Detector | 239.62
EDA-D6000 | Zerio Plus Radio Heat Detector With Sounder | 461.85
EDA-Q660 | Battery Assembly For Zerio and Millennium Detectors | 26.58
EDA-Q670 | Battery Assembly For Millennium and Zerio Devices | 26.58
EDA-Q690 | Zerio Plus Battery Pack | 28.14
EDA-R5000 | Zerio Plus Radio Smoke Detector | 251.41
EDA-R6000 | Zerio Plus Radio Smoke Detector With Sounder | 477.95
EDA-R6030 | Zerio Plus Radio Smoke Detector With Sounder & LED Beacon | 556.31
EDA-T6080 | Zerio Plus Radio Input/Output Unit | 460.9
EDA-Z5008 | Zerio Plus 8 Zone Control Panel | 1020.04
EDA-Z5020 | Zerio Plus 20 Zone Control Panel | 1320.89
EDA-Z6000 | Zerio Plus Radio Booster | 802.9
EDA-Z6010 | Zerio Plus Wired Booster | 418.14
EI-1000G | SmartLINK Gateway Remote Management | 305.61
EI-128RBU | Hard Wired Relay Module With Battery Back Up | 90.02
EI-168RC | Aico RadioLink Base | 98.13
EI-3000MRF | Aico 3000 Series SmartLINK Module | 104.83
EI-3014 | Domestic Heat Detector Mains + 10yr Battery | 95.11
EI-3016 | Domestic Optical Detector Mains + 10yr Battery | 91.34
EI-3018 | Domestic Carbon Monoxide Alarm Mains + 10yr Battery | 119.99
EI-3024 | Domestic Multisensor Mains + 10yr Battery | 119.14
EI-3028 | Domestic Heat & CO Detector Mains + 10yr Battery | 157.01
EI-407 | RadioLink Manual Call Point | 73.12
EI-414 | RadioLink Fire/CO Alarm Interface | 316.03
EI-428 | RadioLink Relay Module Mains + 10yr Battery | 123.31
EI-450 | RadioLink Alarm Controller (Test, Locate & Silence) | 106.87
EI-650RF | Domestic Optical Detector Radio Link 10yr Battery Powered | 183.34
ELBH-LED-M3 | Bulkhead Emergency Light LED Maintained/Non Maintained | 26.48
ELEBD-LED-M3 | Exit Box Em Light Maintained/Non Maintained LED 3hr | 51.9
ELEBD-LGLR | Double Sided Left / Right Legend For ELEBD Exit Lights | 11.95
ELEBS-LED-M3 | Exit Box Em Light Maintained, Slimline, LED | 73.07
ELTS-LED-D | LED Twin Spot Emergency Light 3hr, IP65 With Self Test | 118.72
ELTS-LED-D-BATT | Replacement Battery for ELTS-LED-D Twin Spot Light | 27.25
EP203 | 3 Zone Automatic Extinguisher Panel | 850.65
EP210S | Status Indicator Surface With Manl Release & Auto/Manual Key | 361.61
EP211 | Economy Status Indicator Auto/Manual Key & Status LEDs | 188.44
EP215 | Extinguishant Hold/Abort Button Single Gang IP66 | 125.14
ESA-1001 | Esprit-A 1-2 Loop Analogue Addressable Control Panel - Argus | 791.39
ESA-1002 | Esprit-A 1-4 Loop Analogue Addressable Control Panel - Argus | 1319.32
ESA-3001 | Esprit-A Loop Extension Card - Argus Protocol | 319.83
ESEN-12MAR | ESENTO Marine 12 Zone Conventional Control Panel | 905.48
ESEN-2MAR | ESENTO Marine 2 Zone Conventional Control Panel | 365.48
ESEN-4MAR | ESENTO Marine 4 Zone Conventional Control Panel | 434.62
ESEN-8MAR | ESENTO Marine 8 Zone Conventional Control Panel | 722.52
ESEN-R-12MAR | MED Approved Esento 12 Zone Repeater Panel | 419.51
ESG-1002 | Esprit Ext Control Panel Single Flood Area 3.4A PSU | 622.23
ESG-1003 | Esprit Ext Control Panel Dual Flood Area 3.4A PSU | 787.54
ESG-2001 | Esprit Graphic Display Remote Status Unit | 293.95
ESG-2002 | Esprit Mini Remote Status Unit | 73.37
ESG-2006 | Esprit Remote Hold Off Button - Metal Enclosure | 93.34
ESG-2007 | Esprit Remote Abort Button - Metal Enclosure | 93.34
ESP-FIREBEAM-XTRA | Hochiki ESP Firebeam Xtra Beam Smoke Sensor | 887.53
ESWD-2 | Water Detection, 2 Zones control Panel | 288.05
ESWD-4 | Water Detection, 4 Zones control Panel | 321.96
EV-240V-MRA | Non Addressed Mains Switching Interface Relay, Nittan EV | 146.83
EV-AD2-KIT | Address Programming Kit For Nittan EV Devices | 245.6
EV-AV2 | Analogue Sounder Beacon Low Profile Nittan EV | 120.81
EV-AV2-BASE | Analogue Base Sounder Beacon Nittan EV | 116.39
EV-AVADAPT | Programming Adaptor Plate EV-AV2 / SB | 44.84
EV-B-SCI | Detector Base with Short Circuit Isolator, NIttan EV | 29.31
EV-DP | Analogue Dual Optical Smoke Detector Nittan EV | 75.09
EV-H-A1R | Analogue Heat Sensor A1R Nittan Evolution | 54.18
EV-H-CS | Analogue Heat Sensor CS Nittan Evolution | 54.18
EV-HIOP-BCN-SCI | Analogue Wall Mounted Beacon With SCI Nittan EV | 158.27
EV-HIOP-SB-SCI | Analogue Wall Mounted Sounder/Beacon With SCI Nitan EV | 175.04
EV-HIOP-SDR-SCI | Analogue Wall Mounted Sounder With SCI Nittan EV | 146.5
EV-IP | Input Module Nittan Evolution | 136.71
EV-MCP2-IP24 | Addressable Call Point NIttan EV | 67.52
EV-MCP2-IP67 | Waterproof Addressable Call Point Nittan EV | 207.29
EV-MCP2-SCI-IP24 | Addressable Call Point with Short Circuit Isolator NIttan EV | 65.52
EV-MCP2-SCI-IP67 | Waterproof Addressable Call Point with SCI NIttan EV | 213.53
EV-OP | Output Module Nittan Evolution | 123.76
EV-P | Analogue Optical Smoke Detector Nittan Evolution | 55.69
EV-PH | Analogue Combined Smoke & A1R Heat Detector Nittan EV | 70.35
EV-PSBCN | Beacon Base For Use With EV-PS Nittan EV | 46.68
EV-PYS | Analogue Optical Detector With Built In Sounder Nittan EV | 98.47
EV-SBM | Sounder Booster Module Nittan Evolution | 204.75
EV-SDR | Low Profile Sounder Nittan Evolution | 82.56
EV-SDR-BASE | Base Sounder With Integrated Detector Base Nittan Evolution | 82.56
EV-SIO | Single Input/Output Module Nittan Evolution | 163.46
EV-ZMU2 | Two Input Zone Monitor Module (Loop Powered) c/w -ve SCI | 140.5
EVC-H-A2S | A2S Fixed Temperature Heat Detector | 27.3
EVC-H-CS | CS Fixed Temperature Heat Detector | 27.3
EVC-P | Evolution Optical Smoke Detector | 34.31
EVC302F | Sigtel EVC Outstation Type B S/Steel Flush Mounting | 307.34
EVC302GF | Sigtel EVC Outstation Type B Green Flush Mounting | 276.58
EVC302GS | Sigtel EVC Outstation Type B Green Surface Mounting | 294.76
EVC302S | Sigtel EVC Outstation Type B S/Steel Surface Mounting | 327.5
EVC423 | Sigtel PC Config Software & Download Lead | 195.89
EX-3001 | Extinguishing Control Panel 3 Zones + Single Release O/P | 1069.94
EX-3031 | Status Indicator With LCD, LED Ind, MR Button & MS Key Sw | 409.79
EX9870R-SS | Exidor 9870 EM Door Closer Radius Cover 24v S/Steel | 338.46
EX9870R-SV | Exidor 9870 EM Door Closer Radius Cover 24v Silver | 278.47
EX9870S-SS | Exidor 9870 EM Door Closer Square Cover 24v S/Steel | 354.25
EX9870S-SV | Exidor 9870 EM Door Closer Square Cover 24v Silver | 290.34
EX9880R-SS | Guardian Care Home EM Door Closer Radius Cover 24v S/Steel | 399.38
EX9880R-SV | Guardian Care Home EM Door Closer Radius Cover 24v Silver | 404.4
EX9880S-SS | Guardian Care Home EM Door Closer Square Cover 24v S/Steel | 413.39
EX9880S-SV | Guardian Care Home EM Door Closer Square Cover 24v Silver | 398.7
EXP-003-001 | Hold Switch In Plastic Enclosure For EX Extinguishing Panel | 115.6
EXP-004-001 | Abort Switch In Plastic Enclosure For EX Extinguishing Panel | 115.78
FAIS-R-B | Fire Alarm Isolate Switch - Red - Complete With Back Box | 25.32
FB024 | Electronic Solenoid Bell Red 24vdc | 38.19
FB024-WP | Electronic Solenoid Bell Weatherproof Red 24vdc | 47.25
FB240-R | Electronic Solenoid Bell Red 230vac | 47.25
FB240-R-WP | Electronic Solenoid Bell Weatherproof Red 230vac | 66.12
FD2002 | Freedor Wireless Door Closer/Hold Open Unit | 717.14
FDKIT10SMA | Folded Dipole Aerial Kit With 10m SMA Feed & Bracket | 379.08
FK204-0001 | Twinflex Multipoint ASD Detector With Sounder | 76.08
FK204-0003 | Twinflex Multipoint ASD Detector | 59.71
FK204-0012 | Twinflex Multipoint ASD Detector With Sounder & Strobe | 111.97
FK23-0244-510 | Fike Head Removal Key Ring For ASD Detectors | 10.18
FK25-0046-201 | ASD Head Removal Tool | 18.48
FK25-0083-303 | Twinflex Manual Call Point Cover | 10.19
FK302-0001 | Twinflex Hatari Sounder Red | 39.83
FK302-0002 | Twinflex Hatari Sounder White | 39.83
FK302-0004 | Twinflex Hi Point Sounder Red | 67.5
FK302-0012 | Twinflex Flash Point Sounder/LED VID Low Profile | 62.51
FK302-0022 | Twinflex Flash Point Sounder/LED VID Domed | 65.35
FK302-0023 | Twinflex Flash Point VID Weatherproof IP52 | 87.54
FK313-0021 | Twinflex Sound Point Red | 39.83
FK313-0022 | Twinflex Sound Point White | 39.83
FK402-0006 | Twinflex Manual Call Point | 35.74
FK402-0007 | Twinflex Weatherproof Manual Call Point, IP65 | 61.14
FK45-0022-S | Twinflex Call Point Keys (Pack of 5) | 6.09
FK505-0002 | Twinflex Pro2 2 Zone Control Panel | 439.87
FK505-0004 | Twinflex Pro2 4 Zone Control Panel | 529.21
FK505-0006 | Twinflex Pro2 4 Zone Expansion Card | 246.86
FK505-0007 | Twinflex Pro 2 Conventional 4 Zone Expansion Card | 246.83
FK505-0008 | Twinflex Pro2 8 Zone Control Panel | 681.99
FK505-0010 | Twinflex Pro2 Repeater Panel | 350.36
FK505-0040 | Twinflex Pro OSP PC Programming Software | 75.85
FK802-0006 | Twinflex Input / Output Module | 114.05
FL-RL-R-D | Combined Sounder/Xenon Beacon Red 24vdc Deep Base | 79.51
FL5000-200 | Soteria Dimension Backbox | 16.85
FL5100-600 | Soteria Dimension Optical Detector | 345.11
FL6100-600 | Soteria Dimension Specialist Optical Detector (EN) | 624.77
FLAT2005 | Hearing Loop Cable 100m x 1.0mm Flat For Under Carpets | 315.55
FLAT3005 | Hearing Loop Cable 100m x 1.5mm2 Flat For Under Carpets | 349.64
FLINK4 | Additional F-Link Transceiver c/w Aerial | 1365
FLINK4KIT | Pair of F-LINK Transceivers c/w Aerials | 2730
FLINK4PROG | F-Link Programming Kit | 81.31
FMK-ECL | Recessing Bezel For Small Haes Panel Cabinets | 68.09
FMK-XL32 | Recessing Bezel For Large Haes Panel Cabinets | 104.31
FMK-XLEN | Recessing Bezel For Medium Haes Panel Cabinets | 85.98
FP200-2C-1.5-R | FP200 Gold Fire Resistant Cable 2 Core 1.5mm Red, 100M | 272.71
FP200-2C-1.5-W | FP200 Gold Fire Resistant Cable 2 Core 1.5mm White, 100M | 250.66
FP200-4C-1.5-R | FP200 Gold Fire Resistant Cable 4 Core 1.5mm Red, 100M | 607.96
FP200PLUS-2C-1.5-R | FP200 PLUS Fire Resistant Cable 2 Core 1.5mm Red, 100M | 482.3
FPROK1 | FosMeter-Pro Hearing Loop Test Kit | 902.41
FS14VDAHO-SSS | Double Action Floor Spring With Hold Open | 312.59
FS14VDANHO-SSS | Double Action Floor Spring No Hold Open | 312.59
FS14VSAHO-SSS | Single Action Floor Spring With Hold Open | 343.84
FS14VSANHO-SSS | Single Action Floor Spring No Hold Open | 343.84
GEO87ZM | Geo Zoom 8/4 Line Text Pager | 296.4
GO1 | GO 1 Loop Fire Alarm Panel, Grey, 50 Addresses | 981.31
GO1+ | GO 1 Loop Fire Alarm Panel, Grey, 126 Addresses | 1177.58
GOP-001 | GO1 PBUS Adaptor Card | 169.46
GZ116112 | Swivelling Console/Silver | 151.98
GZ130057 | K600G 24v DC/1.4Amp/EV1 Silver | 2255
GZ130059 | K600T 24v DC/1.4Amp/EV1 Silver | 2102.1
GZ130151 | K600F 24v DC/1.4Amp/EV1 Silver | 2075.3
GZ130153 | K600 T Bracket | 178.99
GZ130154 | K600 R Bracket | 195.55
GZ130155 | K600 G Bracket | 197.95
GZ140226 | Rain Sensor | 445.3
GZ146661 | E250NT Linear 24v DC/300mm /1Amp/EV1 Silver | 600.09
GZ146664 | E250NT Linear 24v DC/500mm /1.3Amp/EV1 Silver | 634.46
GZ146670 | E250NT Linear 24v DC/750mm /1Amp/EV1 Silver | 744.15
GZ146673 | E250NT Linear 24v DC/1000mm /1Amp/EV1 Silver | 877.16
GZ147030 | Slimchain 24v DC/300mm/RH/1.1Amp/EV1 Silver | 487.45
GZ147035 | Slimchain 24v DC/300mm/LH/1.1Amp/EV1 Silver | 487.45
GZ147040 | Slimchain 24v DC/500mm/RH/1.1Amp/EV1 Silver | 570
GZ147045 | Slimchain 24v DC/500mm/LH/1.1Amp/EV1 Silver | 342.75
GZ147060 | Slimchain Inward Opening Bracket/Black | 46.2
GZ147062 | Slimchain Outward Opening Bracket/Black | 53.05
GZ147080 | Powerchain 24v DC/600mm /1.5Amp/EV1 Silver | 965.5
GZ147090 | Powerchain 24v DC/800mm /1.5Amp/EV1 Silver | 1075.8
GZ147110 | Powerchain Inward Opening Bracket/Black | 48.6
GZ147112 | Powerchain Outward Bracket/Black | 71.45
H80161M2 | Syncro AS Analogue Control Panel Hochiki Enable Key Switch | 1234.1
H81161M2 | Syncro AS 1 loop - Hochiki Protocol | 1157.53
HAK-1 | C-TEC HUSH-ACTIV BS5839-6 Grade C Domestic Fire Alarm Kit | 401.96
HC-ACA | Haescomm Assist Call Alarm WC System Kit | 204.04
HC-CLP | Haescomm Assist Call Call Plate | 76.67
HC-CNP | Haescomm Assist Call Cancel Plate | 76.67
HC-COMMANDER | Haescomm PC touch screen controller | POA
HC-EX8-8 | Haescomm 8 Line System Expander | 921.27
HC-LC2 | Haescomm 2 Line Expansion Card For HC-228 Controllers | 143.45
HC-ODP | Haescomm Assist Call Over Door Plate | 70.49
HC-OSA | Haescomm Type A Outstation Fire Telepone Handset | 325.73
HC-OSC | Haescomm Combined Type A & Type B Outstation | 550.37
HCP-E-SCI | Analogue Call Point Red With Isolator ESP | 61.29
HCP-W-SCI | Analogue Call Point Weatherproof Red With Isolator ESP | 219.95
HFC-SBR-23-03 | Hyfire Conventional Sounder Beacon Red | 111.99
HFC-WSR-03 | Hyfire Conventional Wall Sounder, Red | 67.68
HFW-BOM-03 | HyFire Wireless Single Channel Powered O/P Module c/w B/Box | 458.79
HFW-BS-05 | HyFire Wireless Base Sounder | 310.29
HFW-CEM-02 | HyFire Wireless To Conventional Interface Module (Req's PSU) | 410.52
HFW-CP-03-C | HyFire Wireless Manual Callpoint c/w B/B, Batteries, Cover | 262.44
HFW-EM-01 | HyFire Wireless Expander Module (Requires Power Supply) | 373.19
HFW-MA-05 | HyFire Wireless Intelligent Multi Criteria Detector c/w Base | 303.22
HFW-PA-05 | HyFire Wireless Intelligent Optical Smoke Detector c/w Base | 275.22
HFW-PB-01 | Spare Primary Battery (Pack of 10) | 73.2
HFW-SB-01 | Spare Secondary Battery (Pack 10) | 36.96
HFW-SIM-01 | Hyfire Wireless Sounder Interface Module | 309.78
HFW-TA-05 | HyFire Wireless Intelligent Heat Detector c/w Base | 265.93
HFW-W2W-01 | HyFire Wireless Translator Module (Loop Powered) | 373.19
HS-5010 | Elan Remote Display Terminal With Std Network Card | 945.21
HS-5010-FT | Elan Remote Display Terminal With Flt Tolerant Network Card | 1781.92
HS-5020 | Elan Remote Control Terminal With Std Network Card | 1162.15
HS-5020-FT | Elan Remote Control Terminal With Flt Tolerant Network Card | 2014.34
HS-5101 | Elan 5100 One Loop Control Panel Small Enclosure | 1417.8
HS-5101M | Elan 5100 One Loop Control Panel Medium Enclosure | 1639.68
HS-5201 | Elan 5200 One Loop Control Panel Medium Enclosure | 1917.49
HS-5401 | Elan 5400 One Loop Control Panel Large Enclosure | 2730.95
HS-5802 | Elan 5800 Two Loop Control Panel Extended Enclosure | 6237.35
HS-5802-FT | Elan 5800 Two Loop Control Panel Fault Tolerant Network Card | 7149.25
HSM-501 | Recessing Bezel For Small Enclosure Elan Control Panels | 97.67
HSM-502 | Recessing Bezel For Medium Enclosure Elan Control Panels | 102.42
HSM-503 | Recessing Bezel For Large Enclosure Elan Control Panels | 109.21
HSM-521 | Recessing Bezel For Elan Remote Terminals | 87.04
HSM-536 | Recessing Bezel For Extended Enclosure Elan Control Panels | 203.83
HSP-502 | Loop Driver Card For Elan Control Panels, Apollo, Hochiki | 287.79
HSP-503 | Standard Network Card For Elan Control Panels | 337.65
HSP-509 | Fault Tolerant Network Card For Elan Control Panels | 959.31
HSP-511 | Access Enable Key Switch Assy For Elan Control Panels | 107.67
HSP-512 | On-Board Printer Assy For Elan Control Panels | 678.09
HSP-513L-050RD | LED Ind For Elan Panels 50 x RED FIRE | 347.49
HSP-513L-100RD | LED Ind For Elan Panels 100 x RED FIRE | 487.49
HSP-513L-200RY | LED Ind For Elan Panels 200 Zone RED/YELL | 664.73
HSP-515 | 3 Pos Key Switch (Trapped) For Elan Cntrl Panels | 115.31
HSP-516 | 2 Pos Key Switch (Trapped) For Elan Cntrl Panels | 107.67
HSP-517 | 2 Pos Key Switch (Untrapped) For Elan Cntrl Panels | 107.67
HSP-536 | P-BUS 8-Way Conventional Zone Card | 720.13
HSP-541A-002 | AlarmCalm Button With Integral Buzzer Apollo Protocol | 143.17
IDBTS-W | Identifire Base Sounder White | 31.33
IS-MA1 | Intrinsically Safe Minialarm Sounder, Red | 290.18
IS-MB1 | Intrinsically Safe Minialite Beacon, Red Lens | 323.34
IS-MC1-R-R | Intrinsically Safe Minialert Sounder/Beacon Red | 438.11
K-TK | Pack of 10 Test Keys For KAC Call Points | 7.27
K11031M2 | Kentec Sigma XT Extinguishant Control Panel | 956.65
K13470M10 | Signa Si Abort Button | 132.02
K555 | Syncro Fault Tolerant Network Interface Card | 526.2
K586A | Syncro AS loop card - Apollo | 621.85
K586H | Syncro AS loop card - Hochiki | 621.85
K67000M1 | Syncro View Local LCD Repeater Panel - Surface | 765.34
K67001M1 | Syncro View Local LCD Repeater Panel c/w Enable Keyswitch | 813.95
K91000M10 | Sigma Si Extinguishant Hold Unit - Green Button | 132.02
K911110M8 | Sigma Si - 6 LED Ext Status Unit c/w M/Release & Mode Switch | 267.88
KEY134 | Set of 2 x 134 Keys | 16.85
KEY801 | Set of 2 x 801 Keys (Haes Panel Door Key) | 11.13
KG1 | Pack of 5 Spare Glasses For KAC Call Points | 7.01
KGM120-R | Nylon Cable Gland 20mm Red (Pack of 10) | 7.24
KGM120-W | Nylon Cable Gland 20mm White (Pack of 10) | 7.24
LA80161M2 | Kentec Syncro AS Lite - Apollo Protocol c/w Enable Keyswitch | 1033.2
LA81161M2 | Kentec Syncro AS Lite - Apollo Protocol | 918.39
LAB1000 | Argus Addressable Detector Base Altair | 4.97
LDPSMA | Lightweight Dipole Aerial With Bracket & 5M Feeder. SMA Term | 78.11
LH80161M2 | Syncro AS Lite c/w enable key - Hochiki Protocol | 1033.16
LH81161M2 | Syncro AS Lite - Hochiki Protocol | 918.39
LOGBOOK | Fire Alarm System Log Book A5 | 17.24
LOOP2-W | Hearing Loop Cable 100m x 1.0mm2 Single Core White | 284.99
LOOP3-W | Loop Hearing Cable 100m x 1.5mm2 Single Core White | 294.45
M357 | Pack of 5 Breakable Seals For PS200 Cover (Pack of 10) | 32.48
MAINSBASE-R | Mains Base Red For Fulleon Sounders | 20.18
MAINSBASE-W | Mains Base White For Fulleon Sounders | 20.65
MCP1A-A-AOV | Smoke Vent Manual Call Point Orange 470OHM Resettable | 23.37
MCP1A-R-470 | Break Glass Call Point Red 470 Ohm Flush | 11.17
MCP1A-R-470-SR-IS | Intrinsically Safe Call Point Red Surface 470 OHM | 21.56
MCP1A-R-470-SR-R | Manual Call Point Red 470 Ohm Surface Resettable | 14.29
MCP1A-Y-AOV | Smoke Vent Manual Call Point Yellow 470OHM Resettable | 24.94
MCP2A-R-470-SR | Break Glass Call Point With LED Red 470 Ohm Surface | 17.99
MCP3A-B-SB | Break Glass Call Point Blue NO/NC Surface | 23.9
MCP3A-G-SG | Break Glass Call Point Green NO/NC Surface | 23.9
MCP3A-Y-SY | Break Glass Call Point Yellow NO/NC Surface | 23.9
MCP4A-B-SB | Break Glass Call Point Blue Double Pole NO/NC Surface | 49.1
MCP4A-G-SG | Break Glass Call Point Green Double Pole NO/NC Surface | 44.23
MCP4A-W-SW | Manual Call Point White Double Pole NO/NC Surface Resettable | 50.65
MCPBB-R | Red Back Box For KAC Call Points | 2.32
ML1200 | Single Door Electro Magnetic Lock 12/24vdc 510Kg | 85.67
ML1200DM | Double Door Electro Magnetic Lock 12/24vdc 510Kg - Monitored | 191.1
ML600 | Single Door Mini Electro Magnetic Lock 12/24vdc 250Kg | 41.94
ML600D | Double Door Mini Electro Magnetic Lock 12/24vdc 250Kg | 92.27
MTL5525 | Solenoid Alarm Driver Low Power 48mA | 334.91
MTL5561 | Isolating Barrier For Detection Zones 2 Channel | 653
MTL7728+ | Shunt Diode Safety Barrier | 185.37
MTLDX070 | Mounting Cabinet For 4 MTL DIN-Rail Barriers | 380.65
MX-4010 | MX-4000 Remote Display Terminal With Std Network Interface | 1121.66
MX-4010-FT | MX-4000 Remote Display Terminal For Fault Tolerant Network | 2187.64
MX-4020 | MX-4000 Remote Control Terminal With Std Network Interface | 1405.4
MX-4020-FT | MX-4000 Remote Control Terminal For Fault Tolerant Network | 2471.4
MXP-002 | Loop Driver Card For MX Control Panels (Apollo/Hochiki) | 300.88
MXP-011 | Access Enable Key Switch Assy For MX Control Panels | 114.36
MXP-034 | Peripheral Bus 4 Way Sounder Card For MX Control Panels | 517.46
MXP-035 | Peripheral Bus - 4-Way Relay Card For MX Control Panels | 461.53
MXP-506 | Routing Termination Card | 360.31
MXP-510 | BMS/Graphics Interface (Card Only) | 815.43
MXP-510-BX | BMS/Graphics Interface (Boxed) | 1038.24
MXP-510-BX-FT | BMS/Graphics Interface (Boxed) Fault Tolerant | 2023.72
MXP-510-FT | BMS/Graphics Interface (Card Only) Fault Tolerant | 1800.84
MXP-532 | Routing Protection / Interface | 431.28
MXP-547 | ESPA Pager Interface For Elan | 1419.52
MXP-547-BX | ESPA Pager Interface For Elan - Boxed | 1623.79
MXP-554 | IP Gateway Interface (Card Only) | 1056.29
MXP-554-BX | IP Gateway Interface (Boxed) | 1301.01
MXP-554-FT | IP Gateway Interface (Card Only) Fault Tolerant | 2063.59
MZAOV-1001 | MZAOV Control Panel 2 Zone Extendable 3A PSU | 795.39
MZAOV-1001A | MZAOV Control Panel Single Zone Non Extendable - 3A PSU | 683.28
MZAOV-1002 | MZAOV Control Panel 2 Zone Extendable 5A PSU | 1011.11
MZAOV-1003 | MZAOV Control Panel 2 Zone Extendable 10A PSU | 1600.69
MZAOV-3001 | MZAOV 2 Zone Extension Card | 233.35
MZAOV-3002 | MZAOV PIR Rain Sensor & BMS Add On Card | 155.56
NC2-400D1L | 2 Cell Nic-Cad Battery Stick D Size 4Ah 2.4v With Leads | 12.11
NC2-400D2L | 2 Cell Nic-Cad Battery Pack D Size 4Ah 2.4v With Leads | 12.11
NC3-400D1L | 3 Cell Nic-Cad Battery Stick D Size 4Ah 3.6v With Leads | 18.2
NC3-400D2L | 3 Cell Nic-Cad Battery Pack D Size 4Ah 3.6v With Leads | 18.19
NC4-400D1L | 4 Cell Nic-Cad Battery Stick D Size 4Ah 4.8v With Leads | 24.24
NC4-400D2L | 4 Cell Nic-Cad Battery Pack D Size 4Ah 4.8v With Leads | 24.24
NC400D | Nickel Cadmium Battery D Size 4Ah 1.2v | 5.91
NC5-400D1L | 5 Cell Nic-Cad Battery Stick D Size 4Ah 6v With Leads | 30.27
NC5-400D2L | 5 Cell Nic-Cad Battery Pack D Size 4Ah 6v With Leads | 30.27
NC802DB | 800 Series Call Point With Button Reset & Remote Socket | 40.9
NC802DEB-1-2 | 800 Series Em Call Point With Button Reset & Remote Socket | 74.94
NC805C-6 | 800/Quantec Tail Call Button 6ft | 21.08
NC806C | 800 Series Over Door Light | 32.73
NC806CS | 800 Series Over Door Light With Sounder | 50.43
NC807C | 800 Series Ceiling Pull Cord | 28.58
NC809DB | 800 Series Button Reset Point | 16.66
NC910F | 800 Series 10 Zone Master Call Controller Flush Version | 297.59
NC920F | 800 Series 20 Zone Master Call Controller Flush Version | 404.7
NC951 | Disabled Toilet Alarm Kit | 155.76
NC951-SS | Disabled Toilet Alarm Stainless Steel | 285.82
NFW-SDT-DL2 | FIREscape lite Corridor Luminaire Kit | 169.65
NFW-SDT-DL3 | FIREscape lite Open Space Luminaire Kit | 166.93
NFW-SDT-EL20D | FIREscape lite 20mm Exit Luminaire Arrow Down | 162.88
NFW-SDT-EL20L | FIREscape lite 20mm Exit Luminaire Arrow Left | 162.88
NFW-SDT-EL20R | FIREscape lite 20mm Exit Luminaire Arrow Right | 162.88
NFW-SDT-EL20U | FIREscape lite 20mm Exit Luminaire Arrow Up | 162.88
NFW-SDT-EL40D | FIREscape lite 40mm Exit Luminaire Arrow Down | 2000.97
NFW-SDT-EL40L | FIREscape lite 40mm Exit Luminaire Arrow Left | 176.43
NFW-SDT-EL40R | FIREscape lite 40mm Exit Luminaire Arrow Right | 176.43
NFW-SDT-EL40U | FIREscape lite 40mm Exit Luminaire Arrow Up | 176.43
NFW-SDT-NF89-C | FIREscape lite High Powered Corridor Luminaire Kit | 513.06
NFW-SDT-NF89-O | FIREscape lite High Powered Open Space Luminaire Kit | 508.98
NP1.2-12 | Sealed Lead Acid Battery 1.2Ah 12v | 17.65
NP10-6 | Sealed Lead Acid Battery 10Ah 6v | 34.45
NP12-12 | Sealed Lead Acid Battery 12Ah 12v | 64.19
NP12-6 | Sealed Lead Acid Battery 12Ah 6v | 41.38
NP18-12 | Sealed Lead Acid Battery 18Ah 12v | 88.79
NP2.1-12 | Sealed Lead Acid Battery 2.1Ah 12v | 20.35
NP24-12 | Sealed Lead Acid Battery 24Ah 12v | 111.33
NP3.2-12 | Sealed Lead Acid Battery 3.2Ah 12v | 24.06
NP38-12 | Sealed Lead Acid Battery 38Ah 12v | 178.13
NP4-12 | Sealed Lead Acid Battery 4.0Ah 12v | 32.09
NP4-6 | Sealed Lead Acid Battery 4Ah 6v | 18.11
NP65-12 | Sealed Lead Acid Battery 65Ah 12v | 302.81
NP7-12 | Sealed Lead Acid Battery 7.0Ah 12v | 29.8
OPCARD-8 | Output Card With 8 x Sw -VE O/Ps & 8 x VFCO Relays | 193.47
ORB-DB-00003 | Time Saver Detector Base With Diode Orbis | 5.67
ORB-HT-11001 | A1R Combined Heat Detector Orbis | 23.09
ORB-HT-11002 | A2S Fixed Temperature Heat Detector Orbis | 22.91
ORB-HT-11004 | BS Fixed Temperature Heat Detector Orbis | 24.42
ORB-HT-41001-MAR | Marine Approved A1R Heat Detector Orbis | 36.91
ORB-HT-41004-MAR | Marine Approved BS Heat Detector Orbis | 36.9
ORB-HT-41006-MAR | Marine Approved CS Heat Detector Orbis | 36.9
ORB-HT-51145 | Intrinsically Safe Heat Detector A1R Orbis | 114.33
ORB-MB-00001 | Time Saver Detector Base Orbis | 6.51
ORB-MB-00001-MAR | Marine Approved Time Saver Detector Base Orbis | 9.15
ORB-MB-00002 | Orbis Timesaver Base without Continuity Switch | 6.1
ORB-MB-50018 | Intrinsically Safe Time Saver Detector Base Orbis | 14.62
ORB-OH-13001 | Multi Sensor Detector Orbis | 36.44
ORB-OH-43001-MAR | Marine Approved Multisensor Detector Orbis | 75.3
ORB-OH-53027 | Intrinsically Safe Multisensor Detector Orbis | 162.56
ORB-OP-12001 | Optical Smoke Detector Orbis | 34.79
ORB-OP-42001-MAR | Marine Approved Optical Smoke Detector Orbis | 69.53
ORB-OP-52027 | Intrinsically Safe Optical Smoke Detector Orbis | 134.69
ORB-RB-10004 | Time Saver Detector Base With Relay Orbis | 27.28
ORB-SW-10005 | Time Saver Detector Base For Twin Wire System Orbis | 16.61
OSE-HPW | OSID Emitter, High Power,Wired 24vdc | 752.87
OSE-SP-01 | OSID Emitter, Standard Power, Battery Version | 535.98
OSE-SPW | OSID Emitter, Standard Power,Wired 24vdc | 535.98
OSI-10 | OSID Imager, 7 Deg Coverage | 1102.71
OSI-90 | OSID Imager, 80 Deg Coverage | 1076.36
OSID-INST | OSID Installation Kit | 318.9
OSID-WG | OSID Protective Cage | 83.82
PC-NET-003 | Config S/Ware & Download Kit For MX4000 & Elan Panels | 202.78
PC-NET-003-USB | Config Software & USB Download Kit For MX4000 & Elan Panels | 290.02
PC-NET-004 | Remote Dial Up Software For Elan & MX4000 Panels | 973.58
PC-NET-007 | Elan Logo Programming Software | 197.06
PC-NET-015 | Elan Series Service Tool | 200.6
PDA103C | Counter Hearing Loop Kit 1.5m2 | 286.4
PDA103L | 50m2 Small Room Hearing Loop Kit - Tie/Desk Mic | 284.16
PDA103R | 50m2 Small Room Hearing Loop Kit - Omni Dir Plated Mic | 337.19
PDA103S | 50m2 TV Lounge Hearing Loop Kit | 426.41
PL1-K3 | Portable Hearing Loop Kit (PL1 Amplifier, Charger, Case) | 421.6
PL1-SHELF | Wall Mounting Storage Shelf For PL1 Amplifier | 65.46
PRO45 | PDA Range Hanging Ambient Mic | 656.33
PS200 | Universal Hinged Cover For KAC Call Points | 4.68
PS210 | Frangible Element For KAC Call Points | 1.83
PSAL-50EN54 | EN54-4 Approved Power Supply 24vdc 5.0A Space For 38Ah Batts | 658.55
PSAM-30EN54 | EN54-4 Approved Power Supply 24vdc 3.0A Space For 18Ah Batts | 464.86
PSAM-50EN54 | EN54-4 Approved Power Supply 24vdc 5.0A Space For 18Ah Batts | 606.86
PSAS-15EN54 | EN54-4 Approved Power Supply 24vdc 1.5A Space For 7Ah Batts | 268.76
PSAS-30EN54 | EN54-4 Approved Power Supply 24vdc 3.0A Space For 7Ah Batts | 388.37
PSC-0042 | Klaxon Sonos Sounder/LED Beacon, Red Lens, Red Deep Base | 57.55
PSC-0047 | Klaxon Sonos Sounder/LED Beacon, Red Lens, Red Shallow Base | 56.62
PSS-0020 | Klaxon Sonos Sounder Red Deep Base | 29.02
QT601-2 | Quantec Controller | 620.79
QT602 | Quantec Call Point With Remote Socket & Button Reset | 69.73
QT603 | Quantec Network Splitter | 42.76
QT606 | Quantec Slave Over Door Light | 32.08
QT606A | Quantec Addressable Over Door Light With Sounder | 73.02
QT607 | Quantec Slave Ceiling Pull Cord | 30.56
QT608C | Quantec Corridor Display Unit With Controls | 311.76
QT707 | Quantec Configuration Software & Lead | 167.39
REBOX24-10 | Boxed Relay 24vdc 8 Amp Double Pole | 35.93
REBOX24-5 | Boxed Relay 24vdc 5 Amp Double Pole | 39.28
RECARD-TMR | Multi Purpose Timer / Pulsing Relay Card | 61.98
RECARD24-8F | Relay Card 24vdc 8 Amp Double Pole Fused | 20.52
REDBOI0250 | Plain Red ABS 25mm Union | 3.28
REDBOP0250 | Plain Red ABS 27mm Union | 3.27
REDCAI0250 | Plain Red ABS 25mm Cap | 0.94
REDCAP0250 | Plain Red ABS 27mm Cap | 1.07
REDCKI025F | 25mm Red Capillary Kit with Flush Air Sample | 15.77
REDCKP025F | 3/4” Red Capillary Kit with Flush Air Sample Point | 15.32
REDCLE0250 | Red ABS Pipe 27mm, 3 Metre Length | 7.18
REDCLI0250 | Red ABS Pipe 25mm, 3 Metre Length | 7.18
REDCUI0250 | Plain Red ABS 25mm 90 Deg Bend | 3.2
REDCUP0250 | Plain Red ABS 27mm 90 Deg Bend | 3.19
REDGOI0250 | Red ABS 25mm 90 Deg Elbow | 1.12
REDGYI0250 | Red ABS 25mm 45 Deg Elbow | 0.79
REDGYP0250 | Red ABS 27mm 45 Deg Elbow | 0.79
REDLAB001 | Air Sampling Labels 23mm/4mm Hole, Roll of 100 | 14.49
REDMAI0250 | Plain Red ABS 25mm Socket | 0.6
REDMAP0250 | Plain Red ABS 27mm Socket | 0.6
REDPCR0250 | Red 25mm x 3/4" Pipe Clip | 1.03
REDTII0250 | Plain Red ABS 25mm 90 Deg Tee | 1.01
REDTIP0250 | Plain Red ABS 3/4" (27mm) 90 Deg Tee | 1.01
REM-C | Multi Purpose Remote Indicator LED | 11.24
REM-C-B | Multi Purpose Remote Indicator LED With Buzzer | 18.91
RIL58 | Remote Indicator Lamp For Detectors | 6.72
RILBOX | Back Box For Remote Indicator Lamp | 2.35
ROBASE-LX-W-RF-R | Roshni-LX Beacon Base, Wall, Red Flash, Red | 55.48
ROBASE-LX-W-RF-W | Roshni-LX Beacon Base, Wall, Red Flash, White | 55.48
ROLP-R-D | Roshni Low Profile Sounder Red 24vdc Deep Base | 23.66
ROLPSB-RL-R-D | Combined Sounder/Solista LED Beacon Red 24vdc Deep Base | 65.49
RP-BD2-11 | ReSet Call Point Blue Series 11 Dual Mount | 29.7
RP-GD2-11 | ReSet Call Point Green Series 11 Dual Mount - Running Man | 32.86
RP-K-10 | Pack of 10 Spare Key For RP Resettable Call Points | 10.42
RP-OD2-11 | ReSet Call Point Orange Series 11 Dual Mount | 33.32
RP-RD2-01 | ReSet Call Point Red 470 & 680 Ohm Dual Mount | 26.45
RP-RD2-11 | ReSet Call Point Red Series 11 Dual Mount - Euro Flame | 32.13
RP-RD2-TW | ReSet Call Point Red for TWIN WIRE Dual Mount | 21.68
RP-WD2-11 | ReSet Call Point White Series 11 Dual Mount | 29.7
RP-YD2-11 | ReSet Call Point Yellow Series 11 Dual Mount | 33.4
S187 | Kentec Syncro Software Download Lead Standard | 161.68
SA4700-100 | Apollo Intelligent Switch Monitor - Boxed | 84.31
SA4700-102 | Apollo Intelligent Input/Output Unit - Boxed | 99.91
SA4700-103 | Apollo Intelligent Mains Switching Input/Output Unit - Boxed | 117.7
SA4700-104 | Apollo Intelligent Twin Input/Output Unit - Boxed | 134.54
SA4700-300 | Apollo Intelligent Switch Monitor - DIN Rail | 94.13
SA4700-302 | Apollo Intelligent Input/Output Unit - DIN Rail | 112.28
SA5000-200 | Soteria Standard Base | 4.95
SA5000-400 | Soteria Mid Level Heat without Isolator | 66.01
SA5100-400 | Soteria Mid Level Heat with Isolator | 71.95
SA5100-600 | Soteria Mid Level Optical with Isolator | 71.95
SA5100-700 | Soteria Mid Level Multi-Sensor with Isolator | 82.26
SA5900-908 | Apollo Intelligent Manual Call Point - Red | 55
SA6700-100 | Apollo Intelligent Twin Switch Monitor - Boxed | 111.66
SA7800-870 | Apollo Analogue Addressable Test Set | 1189.76
SAB300C | Strobe Light, Mains Powered, Clear Lens | 65.42
SAF7070000 | XFP Programming Lead Only, 2m | 32.75
SAFE-D30 | Fire Cable Clip - Up To 30mm Trunking - Box of 100 | 25.12
SAFE-D40 | Fire Cable Clip - Up To 40mm Trunking - Box of 50 | 21.17
SAFE-D50 | Fire Cable Clip - Up To 50mm Trunking - Box of 50 | 26.02
SAL-CP-0012 | Salamander Control Panel | 535.54
SAL-DC-0050 | Salamander Door Closer - Right Hand | 733.82
SAL-DC-0051 | Salamander Door Closer - Left Hand | 733.82
SAL-DR-0013 | Salamander Magnetic Door Retainer c/w Keeper Plate | 371.93
SAL-EB-S001 | Salamander Extension Bracket 200mm | 75.62
SAL-EB-S002 | Salamander Extension Bracket 300mm | 78.16
SAL-EB-S003 | Salamander Extension Bracket 500mm | 85.91
SAL-FB-S001 | Salamander Floor Mounting Bracket | 26.4
SAL-SB-0014 | Salamander Signal Booster | 341.62
SAL-ZS-0040 | Salamander Zleepsafe Vibrating Pillow Alarm | 513.17
SBASE-R | Red Shallow Base For Fulleon Sounders | 3.01
SBASE-W | White Shallow Base For Fulleon Sounders | 3.09
SC086 | Spare Key For KAC 2 Pos Key Switch Call Points (Pack of 6) | 36.11
SC087 | Spare Key For KAC 3 Pos Key Switch Call Points (Pack of 6) | 36.11
SCORP1001 | Scorpion Point Detector Test Head | 588.65
SCORP2001 | Scorpion ASD Head Unit Kit | 586.64
SCORP25 | Scorpion Access Point | 154.9
SCORP7000 | Scorpion Engineers Portable Control Unit | 1858.51
SCORP8000 | Scorpion Control Panel | 1146.53
SDP-3 | Hochiki Duct Detector Mounting Box Including Pipe (0.6M) | 263.95
SI-CAP2 | EN54-23 Base Sounder Cover (for use with YBO-BSB2 variants) | 2.31
SI-CAP2-WHT | Blanking Cover For YBO Base Sounder & YBO Isolator White | 2.31
SMOKESABRE | SMOKESABRE Aerosol Smoke Test Can | 30.62
SNDEXT-4 | 4 Way Monitored Sounder Circuit Extension Card | 105.97
SO-A-3C | Solex Xenon Beacon Amber Lens 24vdc No Base | 38.03
SO-R-3C | Solex Xenon Beacon Red Lens 24vdc No Base | 34.98
SOC-E3N | Smoke Detector Optical CDX | 41.61
SOL-LX-C-RF-W-D | Solista LX Beacon, Ceiling, Red Flash, White, Deep Base | 55.27
SOL-LX-C-RF-W-S | Solista LX Beacon, Ceiling, Red Flash, White, Shallow Base | 55.27
SOL-LX-W-RF-R-D | Solista LX Beacon, Wall, Red Flash, Red, Deep Base | 55.27
SOL-LX-W-RF-R-S | Solista LX Beacon, Wall, Red Flash, Red, Shallow Base | 55.27
SOL-LX-W-RF-R-U | Solista LX Beacon, Wall, Red Flash, Red, U Base | 54.24
SOL-LX-W-RF-W-D | Solista LX Beacon, Wall, Red Flash, White, Deep Base | 54.24
SOL-LX-W-RF-W-S | Solista LX Beacon, Wall, Red Flash, White, Shallow Base | 54.24
SOL-LX-W-RF-W-U | Solista LX Beacon, Wall, Red Flash, White, U Base | 56.88
SOL-RL-R | Solista LED Beacon Red Lens Red 24vdc No Base | 39.44
SOLO-A10S | Aerosol Smoke Test Spray For SOLO Tool 250ml HFC Free | 56.18
SOLO-A5 | Aerosol Smoke Test Spray For SOLO Tool | 28.68
SOLO-C3 | Aerosol CO Test Spray For SOLO Tool | 46.63
SOLO-ES3 | Smoke Cartridge For SOLO365 | 58.78
SOLO100 | SOLO Telescopic Extension Pole 4.5M | 644.77
SOLO101 | SOLO Extension Pole 1.13M | 189.65
SOLO108 | SOLO Telescopic Extension Pole 2.5M | 325.19
SOLO200 | SOLO Detector Removal Tool | 390.89
SOLO330 | SOLO Smoke Dispenser | 424.51
SOLO365 | SOLO 365 Electronic Smoke Detector Tester | 1315.24
SOLO370 | Lithium Ion Battery For Use With The SOLO365 Detector Tester | 316.76
SOLO371 | Replacement Smoke Generator For SOLO365 Detector Tester | 414.42
SOLO372 | ASD Testing Adaptor For SOLO365 | 185.86
SOLO460 | SOLO Cordless Heat Detector Tester Head Unit Only | 814.98
SOLO461 | SOLO Cordless Heat Detector Test Kit | 1352.77
SOLO610 | Protective Carrying/Storage Bag For SOLO Test Kits | 239.93
SOLO612 | Urban Kit Pole Bag | 47.72
SOLO613 | SOLO Urban Kit Backpack & Poles to 5M | 1606.5
SOLO727 | SOLO 220/240v Mains & Car Charger For SOLO770 | 266.25
SOLO770 | SOLO Battery Baton (3Ah) | 232.97
SOLO812 | SOLO Detector Test & Removal Kit 8.2M | 1856.81
SOLO814 | SOLO Smoke & Mains Heat Detector Test Kit 6M | 2403.87
SOLO822 | SOLO Smoke & Cordless Heat Detector Test Kit 6M | 2886.74
SOLO823 | SOLO Smoke & Cordless Heat Detector Test Kit 9.3M | 3265.04
SPECTRUM-M-1W-LED | Spectrum LED Exit Sign, Surface Mount | 80.6
SPECTRUM-R-1W-LED | Spectrum LED Exit Sign, Recessed | 85.33
SQ-03-W | Squashni Sounder White 24vdc | 28.41
SQ-CVR-W | White Blanking Cover For Squashni Sounder | 2.3
SQG3-23 | Squashni G3 Platform Sounder / VAD White Flash | 74.21
SQG3-CVR-W | White Blanking Cover For Squashni G3 (Pack of 5) | 10.76
SQG3-VID | Squashni G3 Platform Sounder / VID Red Flash | 84.47
STI-9604 | Steel Cage / Flush 175mm Dia x75mm Deep | 36.54
STI13010-FR | Universal Stopper Cover - Flush Mount - Red (FIRE) | 60.01
STI13020-FR | Universal Stopper Cover With Sounder - Flush - Red (FIRE) | 113.99
STI13110-FR | Universal Stopper Cover - Surface Mount - Red (FIRE) | 76.11
STI13120-FR | Universal Stopper Cover With Sounder - Surface - Red (FIRE) | 130
STI13610-FR | Enviro Stopper Red With Fire Label | 192.36
STI13620-FR | Enviro Stopper + Sounder Red With Fire Label | 263.34
STI14010-FR | Low Profile Universal Stopper Flush Red Fire Label | 64.63
STI14020-FR | Low Profile Universal Stopper + Sndr Flush Red Fire Label | 122.74
STI14110-FR | Low Profile Universal Stopper Surface Red Fire Label | 79.69
STI14120-FR | Low Profile Universal Stopper + Sndr Red Surface Fire Label | 139.99
STI15010ML | Euro Stopper Multi-Kit Red & Green Flush Mount | 46.96
STI15020ML | Euro Stopper Multi-Kit + Sounder Red & Green Flush Mount | 102.6
STI15C10ML | Euro Stopper Multi-Kit Red & Green Surface Mount | 64.06
STI15C20ML | Euro Stopper Multi-Kit + Sounder Red & Green Surface Mount | 117.93
STI6200 | Fire Extinguisher Theft Stopper | 75.54
STI6400 | Exit Stopper Emergency Exit Alarm | 164.52
STI9102 | Small Thermostat Protector Flush Mount with Frangible Lock | 26.69
STI9105 | Medium Thermostat Protector Flush Mount with Key Lock | 36.01
STI9110 | Large Thermostat Protector Flush Mount with Key Lock | 44.95
STI9602 | Stopper Protective Cage Suitable For 8" Bells | 41.99
STI9605 | Stopper Protective Cage 180mm DI x 115mm D | 40.37
STI9614 | Stopper Protective Cage 198mm DI x 152mm Deep | 50.84
STI9615 | Stopper Protective Cage 95mm DI x 90mm Deep | 43.56
STI9617 | Stopper Protective Cage 149mm DI x 127mm Deep | 42.61
STI9644 | Stopper Protective Em Light Cage 450mmW x 220mmH x 128mmD | 86.3
STI9648 | Stopper Protective Em Light Cage 460mmW x 160mmH x 150mmD | 282.75
STI9840 | Stopper Protective Cage For Fireray 5000 Detector Head | 29.84
STI9841 | Stopper Protective Cage For Fireray 5000 Controller | 42.79
STX2410-E | EN54-4 Approved Power Supply 24vdc 10A Space For 18Ah Batts | 629.39
STX2410-H | EN54-4 Approved Power Supply 24vdc 10A Space For 38Ah Batts | 682.37
SW-MISOL | Fire Alarm Mains Isolate Switch Red | 37.26
SY-R | Symphony Sounder Red 24vdc | 40.6
SYBASE-LX-W-RF-R | Symphoni-LX Beacon Base, Wall, Red Flash, Red | 54.4
SYBASE-LX-W-RF-W | Symphoni-LX Beacon Base, Wall, Red Flash, White | 57.07
SYHO-R | Symphony High Output Sounder Red 24vdc | 101.81
SYHO-R-WP | Symphony High Output Sounder Weatherproof Red 24vdc*** | 148.36
SZAOV-1001 | Single Zone AOV Panel | 436.15
TAL07127 | Talentum Adjustable Mounting Bracket | 163.28
TAL12545 | Talentum Stainless Steel Weather Shield | 380.75
TAL16511 | Talentum IR2 Dual IR Flameproof (Exd) | 3724.05
TAL16519 | Talentum IR3 Triple IR Flameproof (Exd) | 4570.8
TAL16571 | Talentum IR2 Dual IR, Intrinsically Safe | 4492.95
TAL16579 | Talentum IR3 Triple IR, Intrinsically Safe | 4753.74
TAL16581 | Talentum IR2 Dual IR | 2527.21
TAL16589 | Talentum IR3 Triple IR | 3025.9
TAL16591 | Talentum UV/IR2 UV & Dual IR | 3424.56
TAPE-P | 50m Printed Hearing Loop Foil Tape | 66.84
TB16 | Conversion Kit For KAC Call Points Black Bezel | 24.17
TC3-6PACK | 6 x CO Capsules For Testifire Test Kits | 552.09
TCH-B200 | Address Programmer For Hochiki ESP Devices | 165.81
TESTIFIRE1000 | Testifire Smoke & Heat Head Unit | 1875.69
TESTIFIRE1001 | Testifire Smoke & Heat Head Unit, 2 Battery Batons & Charger | 2278.04
TESTIFIRE2000 | Testifire Smoke Heat & CO Head Unit | 2444.19
TESTIFIRE2001 | Testifire Smoke Heat & CO Head + 2 Battery Batons & Charger | 2704.08
TESTIFIRE9001 | Testifire Smoke & Heat Detector Test Kit 9M | 3907.8
TESTIFIRE9201 | Testifire Smoke Heat & CO Detector Test Kit 9M | 4133.86
TFBC-140KIT160 | FIREBEAM Xtra 140-160M Reflector Extension Kit | 261.95
TFBC-140KIT160-AF | FIREBEAM Xtra 140-160M Anti Fog Reflector Extension Kit | 428.31
TFBC-70KIT140 | FIREBEAM Xtra70-140M Reflector Extension Kit | 140.04
TFBC-70KIT140-AF | FIREBEAM Xtra 70-140M Anti Fog Reflector Extension Kit | 202.02
TFBC-ADAPTOR | FIREBEAM Unistrut Bracket | 105.11
TFBC-FB-BRACKET | FIREBEAM Universal Wall Bracket For Heads & Reflectors | 142.32
TFBC-FIREBEAMXTRA | FIREBEAM Xtra Beam Detector Set | 559.89
TFBC-COND-KIT | Anti-Condensation Kit | 124.37
TFBC-REF-AF | FIREBEAM Anti Fog Reflector | 50.16
TFBC-WINDOW-AF | FIREBEAM Anti Fog Window | 70.6
TOUCH-10 | Elan Touch Screen Terminal (Standard Network) | 3324.57
TOUCH-10-FT | Elan Touch Screen Terminal (Fault Tolerant Network) | 4031.8
TOUCH-10-SBB | Surface Back Box For Elan Touch Screen Terminal | 111.59
TPCA04-H | XLEN High Spec 4 Zone Extension Board | 186.35
TPCA05 | Network Communications Board | 152.7
TPCA07 | AlarmSense Plus 4 Zone Extension Board | 139.6
TRX1A-24 | Transformer Rectifier Unit 1A 24vdc Regulated | 95.55
TRX2.5A-24 | Transformer Rectifier Unit 2.5A 24vdc Regulated | 113.69
TS3-3PACK | 3 x Smoke Capsules For Testifire Test Kits | 273.76
TS3-6PACK | 6 x Smoke Capsules For Testifire Test Kits | 527.94
TS4000E | Geze Electromagnetic Door Closer, Std V Arm, Silver | 592.27
TS4000EFS | Geze EM Door Closer WIth Swing Free Arm, Silver | 621.64
UB-4SD | Nittan Detector Base With Diode | 6.87
UB-6-EV | Nittan EV Detector Base | 5.16
UBASE-R | Red Deep 'U' Base For Fulleon Sounders | 3.02
UBASE-W | White Deep 'U' Base For Fulleon Sounders | 3.74
URBAN1001-1 | Urban Smoke/Heat Test Kit to 5M | 3698.86
URBAN2001-1 | Urban Smoke/Heat/CO Test Kit to 5M | 4134.06
URBAN365 | Urban Electronic Smoke Test Kit to 5M | 2771.45
VCA-C7SR | 50 x Fire Cable P Clips Red For 2 Core 1.5mm Cable | 25.74
VCA-C7SW | 50 x Fire Cable P Clips White For 2 Core 1.5mm Cable | 25.72
VCA-C9SR | 50 x Fire Cable P Clips Red For 4 Core 1.5mm Cable | 27.94
VCA-S8DR | 50 x Fire Cable Saddle Clips Red For 2 Core 1.5mm Cable | 25.4
VEP-A00-1P | VESDA-E VEP Aspirating Smoke Detector With LEDs, 1 Pipe | 3613.15
VEP-A00-P | VESDA-E VEP Aspirating Smoke Detector With LEDs, 4 Pipe | 4624.57
VEP-A10-P | VESDA Aspirating Smoke Detector With 3.5" Display | 5456.04
VEU-A00 | VESDA-E VEU Aspirating Smoke Detector With LEDs | 6649.35
VEU-A10 | VESDA-E VEU Aspirating Smoke Detector With 3.5" Display | 7883.59
VLF-250 | VESDA LaserFOCUS 250 | 2262.42
VLF-500 | VESDA LaserFOCUS 500 | 3008.24
VM240 | Argus Intelligent Mains Rated Relay Module Altair | 103.59
VMCZ100 | Argus Intelligent Conventional Zone Module Altair | 103.59
VMIC404 | Argus Intelligent 4 Input & 4 Relay Output Module Altair | 133.87
VPA-AGRIPPA | Agrippa Wire Free Vibrating Pillow Alarm | 444.81
VPS-215 | VESDA Power Supply 24vdc 1A With Space For Batteries | 479.33
VPS-220-STX-SLV | VESDA-E STX PSU 0.5A 14AH - Silver | 580.7
VPS-250-STX | VESDA-E STX PSU 2A 24AH - Black | 723.97
VPS-250-STX-SLV | VESDA-E STX PSU 2A 24AH - Silver | 902.94
VS-BELB-R-RL-D | Banshee Excel Lite Sndr/LED Beacon Red Lens Red Deep Base | 83.01
VS-BELB-R-RL-S | Banshee Excel Lite Sndr/LED Beacon Red Lens Red Shallow Base | 81.43
VS-BELB-W-RL-S | Banshee Excel Lite Sndr/Red LED Beacon White Shallow Base | 86.1
VS-BER-24-D | Banshee Excel Sounder Red Deep Base | 34.72
VS-BER-24-S | Banshee Excel Sounder Red Shallow Base | 33.41
VS-BEXB-R-RL-D | Banshee Excel Lite Sounder/Beacon Red Lens Red Deep Base | 76.57
VS-BEXB-R-RL-S | Banshee Excel Lite Sounder/Beacon Red Lens Red Shallow Base | 74.99
VS-BEXB-W-RL-D | Banshee Excel Lite Sndr/Beacon Red Lens White Deep Base | 81.05
VS-FC3-A-R-0-S | FireCryer Plus Sounder Red Wall Mounted Shallow Base | 162.02
VS-FC3-A-R-R-D | FireCryer Plus Sounder/LED Beacon Red Deep Base | 203.47
VS-FC3-A-R-R-S | FireCryer Plus Sounder/LED Beacon Red Shallow Base | 203.47
VS-FC3-C-W | Mini FireCryer Base Mounted Sounder White | 146.94
VSP-005 | VESDA Detector Filter Cartridge | 155.02
VSP-025 | Pack of 20 Filters for VESDA VLP-400 | 2512.82
WA9203-AOV | Smoke Vent Rocker Switch Orange OPEN-AUTO-CLOSE | 53.51
WAK20S11-SA | Key Switch C/Point, Orange, 2 Pos, S/Pole, Key Removable | 49.6
WAK30S-AOV | Smoke Vent Firemans Key Switch Orange OPEN-AUTO-CLOSE | 56.11
WBK20S11-SB | Key Switch C/Point, Blue, 2 Pos, S/Pole, Key Removable | 37.92
WBK21S11-SB | Key Switch C/Point, Blue, 2 Pos, S/Pole, Key Trap In Pos 1 | 37.92
WCP1A-R-470 | Waterproof Break Glass Call Point IP67 Red 470 Ohm | 102.86
WCP1A-R-470-IS | Waterproof Intrinsically Safe Call Point, Red. 470 Ohm | 125.64
WCP1A-R-470-R | Waterproof Call Point IP67 Red 470 Ohm Resettable | 92.46
WCP3A-B | Waterproof Break Glass Call Point IP67 NO/NC Blue | 121.57
WCP3A-R | Waterproof Break Glass Call Point IP67 NO/NC Red | 101.55
WCP3A-Y | Waterproof Break Glass Call Point IP67 NO/NC Yellow | 121.57
WCP4A-G | Waterproof Break Glass Call Point IP67 NO/NC Green D/Pole | 133.45
WGK20S12-SG | Key Switch C/Point, Green, 2 Pos, S/Pole, Key Removable | 37.92
WGK21S12-SG | Key Switch C/Point, Green, 2 Pos, S/Pole, Key Trap In Pos 1 | 37.92
WHTBOI0250 | Plain White ABS 25mm Union | 4.1
WHTCAI0250 | Plain White ABS 25mm Cap | 1.09
WHTCLI0250 | White ABS Pipe 25mm, 3 Metre Length | 7.7
WHTCUI0250 | Plain White ABS 25mm 90 Deg Bend | 3.62
WHTGOI0250 | White ABS 25mm 90 Deg Elbow | 1.27
WHTGYI0250 | Plain White ABS 25mm 45 Deg Elbow | 0.95
WHTMAI0250 | Plain White ABS 25mm Socket | 0.66
WHTPCR0250 | White 25mm x 3/4" Pipe Clip | 1.01
WHTTII0250 | Plain White ABS 25mm Equal Tee | 1.14
WRK20S01-SR | Key Switch C/Point, Red, 2 Pos, S/Pole, Key Removable | 37.41
WRK21S01-SR | Key Switch C/Point, Red, 2 Pos, S/Pole, Key Trap In Pos 1 | 44.38
WRP2-R-01 | Waterproof Resettable Call Point Red 470 & 680 Ohm | 83.12
WRP2-R-TW | Waterproof Resettable Twin Wire Call Point Red | 93.79
WWK20S11-SW | Key Switch C/Point, White, 2 Pos, S/Pole, Key Removable | 37.92
WWK21S11-SW | Key Switch C/Point, White, 2 Pos, S/Pole, Key Trap In Pos 1 | 37.92
WY9203-AOV | Smoke Vent Rocker Switch Yellow OPEN-AUTO-CLOSE | 51.94
WYK20S11-SY | Key Switch C/Point, Yellow, 2 Pos, S/Pole, Key Removable | 37.92
WYK21S11-SY | Key Switch C/Point, Yellow, 2 Pos, S/Pole, Key Trap In Pos 1 | 34.6
XFP501-X | XFP One Loop, 32 Zone, XP95/Discovery | 943.12
XFP501E-H | XFP Single Loop Economy, 16 Zone, Hochiki ESP | 694.95
XFP501E-X | XFP Single Loop Economy, 16 Zone, XP95/Discovery | 694.95
XFP502-H | XFP Two Loop. 32 Zone, Hochiki ESP | 1185.69
XFP502-X | XFP Two Loop, 32 Zone, XP95/Discovery | 1185.69
XFP507 | XFP Config Software & Programming Lead Kit | 176.67
XFP508H | BS5839-6 Hush Button, Hochiki ESP Protocol | 122.13
XFP508X | BS5839-6 Hush Button, XP95/Discovery Protocol | 122.13
XL-RDU | ESENTO Remote Display Unit | 628.58
XL32-16 | ESENTO Evoque 16 Zone Conventional Control Panel | 1005.99
XL32-24 | ESENTO Evoque 24 Zone Conventional Control Panel | 1314.59
XL32-32 | ESENTO Evoque 32 Zone Conventional Control Panel | 1623.18
XLEN-12 | ESENTO Excel 12 Zone Conventional Control Panel | 647.68
XLEN-2 | ESENTO Excel 2 Zone Conventional Control Panel | 371.02
XLEN-4 | ESENTO Excel 4 Zone Conventional Control Panel | 400.16
XLEN-6 | ESENTO Excel 6 Zone Conventional Control Panel | 466.68
XLEN-8 | ESENTO Excel 8 Zone Conventional Control Panel | 487.58
XLEN-R-12 | ESENTO 12 Way Fully Functional / Passive Repeater Panel | 466.68
XPA-CB-11170 | A1R Heat Detector With Address Module Xpander | 335.78
XPA-CB-11171 | CS Heat Detector With Address Module Xpander | 335.89
XPA-CB-12034 | Optical Smoke Detector With Address Module Xpander | 338.66
XPA-CB-13032 | Multisensor With Address Module Xpander | 358.51
XPA-CB-14001 | Red Sounder With Mounting Base Xpander | 436.53
XPA-CB-14002 | White Sounder With Mounting Base Xpander | 436.53
XPA-CB-14003 | Sounder Beacon Red Sounder Red Lens Xpander | 503.71
XPA-CB-14004 | Sounder Beacon White Sounder Amber Lens Xpander | 503.92
XPA-CB-14016 | Combined Sounder Base & Optical Detector Xpander | 644.34
XPA-CB-14017 | Combined Sounder Base & A1R Heat Detector Xpander | 644.34
XPA-CB-14018 | Combined Sounder Base & CS Heat Detector Xpander | 644.63
XPA-CB-14020 | Combined Sounder/Red Beacon & Optical Detector Xpander | 667.89
XPA-CB-14021 | Combined Sounder/Red Beacon & A1R Heat Detector Xpander | 668.18
XPA-CB-14022 | Combined Sounder/Red Beacon & CS Heat Detector Xpander | 668.18
XPA-IN-14011 | Single Channel Input/Output Unit Xpander | 325.54
XPA-IN-14012 | Dual Channel Input/Output Unit Xpander | 353.91
XPA-IN-14050 | 868MHz Diversity Loop Interface Xpander | 671.56
XPA-IN-14102 | Xpander Remote Indicator Module | 348.54
XPA-MC-14006 | Call Point With Integral Radio Base Xpander | 306.72
Y1.2-12 | Sealed Lead Acid Battery 1.2Ah 12v Yucel Range | 12.55
Y12-12 | Sealed Lead Acid Battery 12Ah 12v Yucel Range | 52.54
Y17-12 | Sealed Lead Acid Battery 17Ah 12v Yucel Range | 75.65
Y2.1-12 | Sealed Lead Acid Battery 2.1Ah 12v Yucel Range | 18.82
Y24-12 | Sealed Lead Acid Battery 24Ah 12v Yucel Range | 101.02
Y3.2-12 | Sealed Lead Acid Battery 3.2Ah 12v Yucel Range | 20.63
Y38-12 | Sealed Lead Acid Battery 38Ah 12v Yucel Range | 157.94
Y4-12 | Sealed Lead Acid Battery 4Ah 12v Yucel Range | 24.38
Y65-12 | Sealed Lead Acid Battery 65Ah 12v Yucel Range | 293.63
Y7-12 | Sealed Lead Acid Battery 7Ah 12v Yucel Range | 26.25
Y9-12 | Sealed Lead Acid Battery 9Ah 12v Yucel Range | 34.86
YBN-R-3 | Analogue Detector Base ESP | 4.32
YBN-R-3-BLK | Analogue Detector Base ESP Black | 6.77
YBN-R-3-SCI | Short Circuit Isolator Base ESP | 29.51
YBN-R-3-SCI-WHT | Short Circuit Isolator Base ESP White | 29.51
YBN-R-3-WHT | Analogue Detector Base ESP White | 4.32
YBN-R-6 | Detector Base CDX | 4.43
YBN-R-6SK | Detector Base With Diode CDX Range | 5.82
YBO-BS | Loop Powered Base Sounder ESP | 59.21
YBO-BS-WHT | Loop Powered Base Sounder ESP White | 50.89
YBO-BSB2-RL | EN54-23 Base Sounder/Beacon ESP Ivory Case Red LEDs | 115.7
YBO-BSB2-WHT-RL | EN54-23 Base Sounder/Beacon ESP White Case Red LEDs | 115.7
YBO-BSB2-WHT-WL | EN54-23 Base Sounder/Beacon ESP White Case White LEDs | 94.39
YBO-BSB2-WL | EN54-23 Base Sounder/Beacon ESP Ivory Case White LEDs | 94.39
YBO-R-3-RED | Mounting Base For CHQ-WS2 Red | 3.58
YBO-R-3-WHT | Mounting Base For CHQ-WS2 White | 3.58
YBO-R-6PA | Detector Base For Twin Wire CDX | 25.43
YBO-R-6R | Detector Base With Latching Relay CDX | 28.75
YBO-R-6RN | Detector Base With Non Latching Relay CDX | 34.38
YBO-R-SCI-RED | Short Circuit Isolator Base Red For Use With CHQ-WS2 | 29.49
YO3 | High Output Sounder 230v | 167.51
VILX-228S-2 | Solo 2 line Standalone Master Station inc 1 dual line card | 1274.03
VILX-228S-4 | Solo 4 Line Standalone Master Station inc 2 x dual line card | 1362.33
VILX-228S-8 | Solo 8 Line Standalone Master Station inc 4 dual line card | 1629.87
VILX-228S-2-SS | Solo 2 Standalone Master Station inc 1 dual line card | 1538.96
VILX-228S-4-SS | Solo 4 line Standalone Master Station inc 2 dual line cards | 1628.57
VILX-228S-8-SS | Solo 8 Standalone Master Station inc 4 dual line cards | 1896.1
VILX-OSA | Lexicomm surface type A fire telephone handset | 427.27
VILX-OSA-R | Lexicomm surface type A fire telephone handset - signal red | 294.81
VILX-OSB-SS | Lexicomm Type B refuge point c/w stainless steel facia | 246.75
VILX-OBZ | Flush mounting stainless steel bezel for VILX-OSA - VILX-OSC | 35.06
VILX-OBZ-R | Flush mounting Signal Red steel bezel for VILX-OSA-R | 38.96
VILX-BSS-G | Green Type B surface surround supplied with mounting box | 32.47
VILX-228N-0 | 0 line Repeater Station | 1344.16
VILX-228N-2 | 2 Line Master Station includes x1 dual line card | 1407.79
VILX-228N-4 | 4 Line Master station includes 2 dual line cards fitted | 1510.39
VILX-228N-8 | 8 Line Master Station includes 4 dual line card fitted | 1868.83
VILX-CBZ | Flush mount stainless steel bezel - VILX-228 master station | 58.44
VILX-LC2 | Lexicomm 2 way line card PCB | 184.41
VILX-ACA | Lexicomm Assist Call Alarm WC System | 201.3
VILX-RAP | Lexicomm Remote Alarm Panel | 201.3
VILX-ACB | Assist Call Accessible Bedroom zone kit | 415.58
VILX-ODP | Assist Call over door plate brushed stainless steel finish | 75.33
VILX-CNP | Assist Call cancel plate - brushed stainless steel finish | 75.32
VILX-ACP | Assist call ancillary cancel plate - brushed stainless steel | 75.32
VILX-CPP | Assist Call pull cord - brushed stainless steel finish | 71.43
VILX-TMS-W-8 | Lexicomm Network Touchscreen Master Station | 2312.99
VILX-TMS-W-0 | Lexicomm Network Touchscreen Repeater Station | 2094.81
VILX-ACR | Lexicomm Network Touchscreen Assist Call Repeater | 515.59
VILX-EX8 | Lexicomm Network 8 line System Expander | 1253.25
VILX-EBZ | Flush mount stainless steel bezel for ViLX-ACM-8 & ViLX-EX8 | 58.44
VILX-72HR-Box | Extended duration battery box | 441.56
VILX-228N-0-SS | 0 line Repeater Station - Network - Stainless Steel | 1610.39
VILX-228N-2-SS | Lexicomm 2 Line Master Station - Network Stainless Steel | 1672.73
VILX-228N-4-SS | Lexicomm 4 Line Master Station - Network - Stainless Steel | 1776.63
VILX-228N-8-SS | Lexicomm 8 Line Master Station - Network - Stainless Steel | 2133.77
VILX-TMS-W-8-SS | Lexicomm Network Touchscreen Master Station S/S | 2579.22
VILX-TMS-W-0-SS | Lexicomm Network Touchscreen Repeater Station | 2361.04
VIAC-RTK | Assist Call Self Contained Remote Kit | 331.17
VIAC-1ZC | “Assist Call” 1 zone controller with combined PSU | 168.83
VIAC-4ZC | Assist Call 4 zone controller - Requires ViAC-PSU for power | 246.75
VILX-OSB-G | Lexicomm Type B refuge point - moulded green polycarbonate | 220.78
VIAC-PSU | 'Assist Call” power supply unit for use with ViAC-4ZC | 207.79
VIAC-BAT-2 | “Assist Call” battery backup for ViAC-PSU | 162.34
VIAC-LBZ-2 | “Assist Call”legacy bezel - convert vertical double mounting | 35.06
VILX-LBZ-1 | Lexicomm legacy bezel to enable old style square flush mount | 35.06
VILX-CNP-66 | “Assist Call” cancel plate - IP66 weatherproof enclosure | 201.3
VILX-OSC | Lexicomm combined Type A telephone and Type B refuge point | 755.84
VILX-ILB-F | Lexicomm Type B refuge point with Induction Loop, Flush | 592.21
VILX-ILB-S | Lexicomm Type B refuge point with Induction Loop, Surface | 729.88
VILX-IPB2 | Lexicomm IP66 weatherproof Type B refuge point | 605.19
VILX-IPA2 | Lexicomm IP66 weatherproof Type A fire telephone | 623.38
VILX-OSR | Lexicomm roaming handset with jack plug. (Not for use in UK) | 115.58
VILX-OSJ | Lexicomm jack point (Not for use in UK). | 55.84
VILX-OSJ-S | Jack point.- signalling volt free contact.(Not for UK) | 63.64
VILX-CPP-A | Assist Call” pull cord | 116.88
VILX-CLP | “Assist Call” call plate. | 75.32
VILX-SIP | “Assist Call” switch interface plate | 84.42
VILX-CLP-66 | “Assist Call” call plate - IP66 weatherproof enclosure | 201.3
VILX-CLP-56 | “Assist Call” mushroom call button | 201.3
VILX-ODP-66 | "Assist Call" over-door plate. IP66 weatherproof enclosure | 214.29
VILX-ACP-66 | “Assist Call” ancillary cancel plate | 201.3
VILX-COMMANDER | LX-Commander PC touchscreen - Requires ViLX-TMS-W-8 | POA
VILX-EXCHANGE-SOLO | Lexicomm Solo Exchange pcb for ViLX-228S | 312.99
VILX-228-DISP | Lexicomm display pcb for ViLX-228 | 314.29
VILX-EXCHANGE | Lexicomm Exchange PCB | 395.2
ViLX-228-PSU2 | Lexicomm PSU suitable for ViLX-228, ViLX-TMS, ViLX-EX8 | 330.2